## E4
ENG_REF | BUILDING_ZONE | CATEGORY | FLOOR_LEVEL | SEQ_NO | LOCATION | FED_FROM | PROVIDES_POWER_TO | NO_OF_CIRCUITS
ADP-Y-L03-0010-LV-PFC-0003 | Y | PFC | L03 | 3 | L03-Block Y, LV Room-0010 | ADP-Y-L03-0010-LV-MDB-0003 | N/A | 0
ADP-Y-L03-0010-LV-PFC-0004 | Y | PFC | L03 | 4 | L03-Block Y, LV Room-0010 | ADP-Y-L03-0010-LV-MDB-0004 | N/A | 0
ADP-Y-L03-0010-LV-PFC-0005 | Y | PFC | L03 | 5 | L03-Block Y, LV Room-0010 | ADP-Y-L03-0010-LV-MDB-0005 | N/A | 0
ADP-Y-L03-0010-LV-PFC-0006 | Y | PFC | L03 | 6 | L03-Block Y, LV Room-0010 | ADP-Y-L03-0010-LV-MDB-0006 | N/A | 0
ADP-Y-L03-0010-LV-PFC-0007 | Y | PFC | L03 | 7 | L03-Block Y, LV Room-0010 | ADP-Y-L03-0010-LV-MDB-0007 | N/A | 0
ADP-Y-L03-0010-LV-PFC-0008 | Y | PFC | L03 | 8 | L03-Block Y, LV Room-0010 | ADP-Y-L03-0010-LV-MDB-0008 | N/A | 0
ADP-B-B01-0076-LV-SMDB-0001 | B | SMDB | B01 | 1 | B01-ELEC ROOM 0076 | ADP-B-B01-0017-LV-MDB-0001 | ADP-B-B01-0076-LV-DB-0001,ADP-B-B02-0003-LV-DB-0001,ADP-B-B03-0004-LV-DB-0001 & ADP-B-B04-0005-LV-DB-0001 | 4
ADP-B-B01-0069-LV-SMDB-0001 | B | SMDB | B01 | 2 | B01-ELEC ROOM 0069 | ADP-B-B01-0017-LV-MDB-0001 | ADP-B-B01-0069-LV-DB-0002,ADP-B-B02-0002-LV-DB-0001,ADP-B-B03-0002-LV-DB-0001 & ADP-B-B04-0004-LV-DB-0001 | 4
ADP-B-B01-0023-LV-SMDB-0001 | B | SMDB | B01 | 3 | B01-ELEC ROOM 0023 | ADP-B-B01-0017-LV-MDB-0001 | ADP-B-B01-0023-LV-DB-0001,ADP-B-B02-0016-LV-DB-0001,ADP-B-B03-0027-LV-DB-0001,ADP-B-B04-0027-LV-DB-0001 & ADP-B-B01-0046-LV-DB-0001 | 5
ADP-B-B01-0031-LV-SMDB-0001 | B | SMDB | B01 | 4 | B01-ELEC ROOM 0031 | ADP-B-B01-0017-LV-MDB-0001 | ADP-B-B01-0031-LV-DB-0001,ADP-B-B02-0027-LV-DB-0001,ADP-B-B03-0016-LV-DB-0001,ADP-B-B04-0017-LV-DB-0001 & ADP-B-B01-0031-LV-MCC-0001 | 5
ADP-B-B01-0028-LV-SMDB-0001 | B | SMDB | B01 | 5 | B01-ELEC ROOM 0028 | ADP-B-B01-0017-LV-MDB-0001 | ADP-B-B01-0028-LV-DB-0001,ADP-B-B02-0023-LV-DB-0001,ADP-B-B03-0020-LV-DB-0001 & ADP-B-B04-0021-LV-DB-0001 | 4
ADP-B-B01-0065-LV-SMDB-0001 | B | SMDB | B01 | 6 | B01-ELEC ROOM 0065 | ADP-B-B01-0017-LV-MDB-0001 | ADP-B-B01-0065-LV-DB-0001,ADP-B-B02-0007-LV-DB-0001,ADP-B-B03-0007-LV-DB-0001 & ADP-B-B04-0009-LV-DB-0001 | 4
ADP-B-B01-0097-LV-SMDB-0001 | B | SMDB | B01 | 7 | B01-ELEC ROOM 0097 | ADP-B-B01-0102-LV-MDB-0001 | ADP-B-B01-0097-LV-DB-0001,ADP-B-B01-0097-LV-DB-0002,ADP-B-B02-0038-LV-DB-0001,ADP-B-B03-0039-LV-DB-0001 & ADP-B-B04-0048-LV-DB-0001 | 5
ADP-B-B01-0004-LV-SMDB-0001 | B | SMDB | B01 | 8 | B01-ELEC ROOM 0004 | ADP-B-B01-0102-LV-MDB-0001 | ADP-B-B01-0004-LV-DB-0001,ADP-B-B01-0004-LV-DB-0002,ADP-B-B02-0004-LV-DB-0001,ADP-B-B03-0004-LV-DB-0002 & ADP-B-B04-0004-LV-DB-0002 | 5
ADP-B-B01-0076-LV-ESMDB-0001 | B | SMDB | B01 | 9 | B01-ELEC ROOM 0076 | ADP-B-B01-0017-LV-EMDB-0001 | ADP-B-B01-0076-LV-EDB-0001,ADP-B-B02-0003-LV-EDB-0001,ADP-B-B03-0004-LV-EDB-0001 & ADP-B-B04-0005-LV-EDB-0001 | 4
ADP-B-B01-0069-LV-ESMDB-0001 | B | SMDB | B01 | 10 | B01-ELEC ROOM 0069 | ADP-B-B01-0017-LV-EMDB-0001 | ADP-B-B01-0069-LV-EDB-0001,ADP-B-B02-0002-LV-EDB-0001,ADP-B-B03-0002-LV-EDB-0001 ,ADP-B-B04-0004-LV-EDB-0001 & DCWBP-1 CONTROL PANEL | 5
ADP-B-B01-0023-LV-ESMDB-0001 | B | SMDB | B01 | 11 | B01-ELEC ROOM 0023 | ADP-B-B01-0017-LV-EMDB-0001 | ADP-B-B01-0023-LV-EDB-0001,ADP-B-B01-0046-LV-EDB-0001,ADP-B-B01-0048-LV-EDB-0001,ADP-B-B02-0016-LV-EDB-0001,ADP-B-B03-0027-LV-EDB-0001,ADP-B-B04-0027-LV-EDB-0001 & EDP-B01/P3 | 7
ADP-B-B01-0031-LV-ESMDB-0001 | B | SMDB | B01 | 12 | B01-ELEC ROOM 0031 | ADP-B-B01-0017-LV-EMDB-0001 | ADP-B-B01-0031-LV-EDB-0001,ADP-B-B02-0027-LV-EDB-0001,ADP-B-B03-0016-LV-EDB-0001 & ADP-B-B04-0017-LV-EDB-0001 | 4
ADP-B-B01-0028-LV-ESMDB-0001 | B | SMDB | B01 | 13 | B01-ELEC ROOM 0028 | ADP-B-B01-0017-LV-EMDB-0002 | ADP-B-B01-0028-LV-EDB-0001,ADP-B-B01-0008-LV-EDB-0001,ADP-B-B01-0028-LV-EDIMPNL/LND-0001,ADP-B-B02-0023-LV-EDB-0001,ADP-B-B03-0020-LV-EDB-0001 & ADP-B-B04-0021-LV-EDB-0001 | 6
ADP-B-B01-0017-LV-ESMDB-0001 | B | SMDB | B01 | 14 | B01-ELEC ROOM 0017 | ADP-B-B01-0017-LV-EMDB-0002 | ADP-B-B01-0028-LV-EDB-0002,ADP-B-B01-0065-LV-EDB-0002,ADP-B-B03-0020-LV-DB-0002,ADP-B-B01-0017-LV-EMCC-0001,ADP-B-B04-0036-LV-EMCC-0001,ADP-B-B02-0003-LV-CBS-0001,ADP-B-B02-0007-LV-CBS-0001 & ADP-B-B02-0002-LV-CBS-0001 | 8
ADP-B-B01-0065-LV-ESMDB-0001 | B | SMDB | B01 | 15 | B01-ELEC ROOM 0065 | ADP-B-B01-0017-LV-EMDB-0001 | ADP-B-B01-0065-LV-EDB-0001,ADP-B-B01-0065-LV-EDIMPNL/LND-0001,ADP-B-B02-0007-LV-EDB-0001,ADP-B-B03-0007-LV-EDB-0001 & ADP-B-B04-0009-LV-EDB-0001 | 5
ADP-B-B01-0017-LV-ESMDB/LND-0002 | B | SMDB | B01 | 16 | B01-ELEC ROOM 0017 | ADP-B-B01-0017-LV-EMDB-0001 | ADP-B-B01-0028-LV-EDIMPNL/LND-0002 & ADP-B-B01-0065-LV-EDIMPNL/LND-0002 | 2
ADP-B-B01-0008-LV-ESMDB-0001 | B | SMDB | B01 | 17 | B01-ELEC ROOM 0008 | ADP-B-B01-0008-LV-UPS-0001 (100kVA) | ISO. FOR B-B01-MVS-1 UPS,ADP-B-B01-0075-LV-UPSDB-0001,ADP-B-B01-0069-LV-UPSDB-0001,ADP-B-B01-0023-LV-UPSDB-0001,ADP-B-B01-0031-LV-UPSDB-0001,ADP-B-B01-0028-LV-UPSDB-0001,ADP-B-B01-0065-LV-UPSDB-0001,ADP-B-B01-0045-LV-UPSDB-0001,ADP-B-B01-0008-LV-UPSDB-0001,ADP-B-B03-0004-LV-UPSDB-0001,ADP-B-B03-0002-LV-UPSDB-0001,ADP-B-B03-0027-LV-UPSDB-0001,ADP-B-B03-0016-LV-UPSDB-0001,ADP-B-B03-0020-LV-UPSDB-0001 & ADP-B-B03-0008-LV-UPSDB-0002 | 15
ADP-B-B01-0097-LV-ESMDB-0001 | B | SMDB | B01 | 18 | B01-ELEC ROOM 0097 | ADP-B-B01-0102-LV-EMDB-0001 | ADP-B-B01-0097-LV-EDB-0001,ADP-B-B02-0038-LV-EDB-0001,ADP-B-B03-0039-LV-EDB-0001 & ADP-B-B04-0048-LV-DB-0001 | 4
ADP-B-B01-0004-LV-ESMDB-0001 | B | SMDB | B01 | 19 | B01-ELEC ROOM 0004 | ADP-B-B01-0102-LV-EMDB-0001 | ADP-B-B01-0004-LV-EDB-0001,ADP-B-B02-0004-LV-EDB-0001,ADP-B-B03-0004-LV-EDB-0002 & ADP-B-B04-0004-LV-DB-0002 | 4
ADP-B-B04-0005-LV-ESMDB-0001 | B | SMDB | B04 | 1 | B04-ELEC ROOM 0005 | ADP-B-B01-0102-LV-EMDB-0001 | SP-U-B4-01&02,SP-U-B4-03&04,SP-U-B4-05&06,CHEMICAL DOSING PUMP,WTP-U-B4-Z-01 TO 02 | 5
ADP-P-B01-0039-LV-ESMDB-0001 | P | SMDB | B01 | 1 | B01-LV ROOM-0039 | ADP-P-B01-0039-LV-EMDB-0001 | ADP-P-B01-0036-LV-EMCC-0002,ADP-P-B01-0005-LV-EMCC-0001,ADP-P-B01-0055-LV-EMCC-0001,ADP-P-L01-0018-LV-EMCC-0001,ADP-P-L01-0080-LV-EMCC-0001,ADP-P-L02-0041-LV-EMCC-0001 & ADP-P-L02-0105-LV-EMCC-0001 | 7
ADP-P-B01-0039-LV-ESMDB-0002 | P | SMDB | B01 | 2 | B01-LV ROOM-0039 | ADP-P-B01-0039-LV-ATS-0002 | ADP-P-B01-0035-LV-CBS-0001,ADP-P-L01-0004-LV-CBS-0001,ADP-P-B01-0035-LV-UPS-0001(60kVA),ADP-P-L01-0044-LV-EDB-0003,ADP-P-L01-0005-LV-EDB-0003,ADP-P-L01-0030-LV-EDB-0001,ADP-P-L01-0050-LV-EDB-0002,ADP-P-L01-0055-LV-EDB-0003,ADP-P-L02-0129-LV-ESMDB-0001,ADP-P-L02-0029-LV-ESMDB-0001 & ADP-P-L02-0098-LV-ESMDB-0001 | 11
ADP-P-B01-0035-LV-ESMDB-0001 | P | SMDB | B01 | 3 | B01-ELEC ROOM-0035 | ADP-P-B01-0035-LV-UPS-0001(60kVA) | ADP-P-L01-0044-LV-UPSDB-0001,ADP-P-L01-0005-LV-UPSDB-0001,ADP-P-L01-0030-LV-UPSDB-0001,ADP-P-L01-0050-LV-UPSDB-0001,ADP-P-L01-0055-LV-UPSDB-0001 & ADP-P-B01-0038-LV-UPS-0001(15kVA) | 6
ADP-P-B01-0028-LV-SMDB-0001 | P | SMDB | B01 | 4 | B01-ELEC ROOM-0028 | ADP-P-B01-0039-LV-MDB-0002 | 2Nos.B01TRAVELATOR-5&6,2Nos.B02TRAVELATOR-3& 4,2Nos.B03 TRAVELATOR-1&2,2Nos.L01 TRAVELATOR-7&8 | 8
ADP-P-B01-0084-LV-SMDB-0001 | P | SMDB | B01 | 5 | B01-ELEC ROOM-0084 | ADP-P-B01-0002-LV-MDB-0002 | ADP-P-L01-0145-LV-DB-0001,ADP-P-L01-0145-LV-DB-0002,ADP-P-L01-0162-LV-DB-0001,ADP-P-L01-0162-LV-DB-0002,ADP-P-L03-0007-LV-DB-0001 & ADP-P-L02-0162-LV-DB/EXT-0003 | 6
ADP-P-B01-0084-LV-ESMDB-0001 | P | SMDB | B01 | 6 | B01-ELEC ROOM-0084 | ADP-P-B01-0002-LV-EMDB-0001 | ADP-P-L01-0145-LV-EDB-0001,ADP-P-L01-0145-LV-EDB-0002,ADP-P-L01-0162-LV-EDB-0001,ADP-P-L01-0162-LV-EDB-0002,ADP-P-L03-0007-LV-EDB-0001 & ADP-P-B01-0002-LV-EDB-0001 | 6
ADP-P-L01-0099-LV-SMDB-0001 | P | SMDB | L01 | 1 | L01-ELEC ROOM-0099 | ADP-P-B01-0039-LV-MDB-0002 | 2Nos. B01 ESCALATOR-1 & 2, 2Nos. B02 ESCALATOR-3 & 4 , 2Nos.B03 ESCALATOR-5 & 6, 4Nos.L01 ESCALATOR-7,8,11& 12 | 10
ADP-P-L01-0044-LV-SMDB-0001 | P | SMDB | L01 | 2 | L01-ELEC ROOM-0044 | ADP-P-B01-0039-LV-MDB-0003 | ISO.R139, ISO.R140, ISO.R141, ISO.F&B142, ISO.R143, ISO.R144, ISO.R145 & ISO. F&B146 | 8
ADP-P-L01-0005-LV-SMDB-0001 | P | SMDB | L01 | 3 | L01-ELEC ROOM-0005 | ADP-P-B01-0039-LV-MDB-0004 | ISO.R101, ISO.R102, ISO.R103, ISO.R104, ISO.R105, ISO.R106, ISO.R107, ISO.R108 & ISO.R109 | 9
ADP-P-L01-0030-LV-SMDB-0001 | P | SMDB | L01 | 4 | L01-ELEC ROOM-0030 | ADP-P-B01-0039-LV-MDB-0003 | ISO.R111, ISO.R112, ISO.R113, ISO.R114 & ISO/MSU | 5
ADP-P-L01-0104-LV-SMDB-0001 | P | SMDB | L01 | 5 | L01-ELEC ROOM-0104 | ADP-P-B01-0039-LV-MDB-0004 | ISO.F&B105, ISO.F&B106 & ISO.R132 | 3
ADP-P-L01-0055-LV-SMDB-0001 | P | SMDB | L01 | 6 | L01-ELEC ROOM-0055 | ADP-P-B01-0039-LV-MDB-0005 | ISO.R115, ISO.R116, ISO.R117, ISO.R118, ISO.R119, ISO.R120, ISO.R121, ISO.R122, ISO. ISO.R124 & ISO.R125 | 10
ADP-P-L01-0055-LV-SMDB-0002 | P | SMDB | L01 | 7 | L01-ELEC ROOM-0055 | ADP-P-B01-0039-LV-MDB-0005 | ISO.R126, ISO.R127, ISO.R128, ISO.R129,ISO.R130,ISO.R157,ISO.R123 & ISO.F&B 131 | 8
ADP-P-L01-0050-LV-SMDB-0001 | P | SMDB | L01 | 8 | L01-ELEC ROOM-0050 | ADP-P-B01-0039-LV-MDB-0005 | ISO.F&B102, ISO.F&B103 & ISO.F&B104 | 3
ADP-P-L01-0044-LV-ESMDB-0001 | P | SMDB | L01 | 9 | L01-ELEC ROOM-0044 | ADP-P-B01-0039-LV-EMDB-0001 | ADP-P-L01-0044-LV-EDIMPNL-0001 & ADP-P-L01-0044-LV-EDB-0001 | 2
ADP-P-L01-0005-LV-ESMDB-0001 | P | SMDB | L01 | 10 | L01-ELEC ROOM-0005 | ADP-P-B01-0039-LV-EMDB-0001 | ADP-P-L01-0005-LV-EDIMPNL-0001 & ADP-P-L01-0005-LV-EDB-0001 | 2
ADP-P-L01-0030-LV-ESMDB-0001 | P | SMDB | L01 | 11 | L01-ELEC ROOM-0030 | ADP-P-B01-0039-LV-EMDB-0001 | ADP-P-L01-0030-LV-EDIMPNL-0001 & ADP-P-L01-0030-LV-EDB-0002 | 2
ADP-P-L01-0050-LV-ESMDB-0001 | P | SMDB | L01 | 12 | L01-ELEC ROOM-0050 | ADP-P-B01-0039-LV-EMDB-0001 | ADP-P-B01-0035-LV-EDB-0001,ADP-P-B01-0044-LV-EDB-0002,ADP-P-L01-0050-LV-EDB-0001 & ADP-P-L01-0050-LV-EDIMPNL-0003 | 4
ADP-P-L01-0055-LV-ESMDB-0001 | P | SMDB | L01 | 13 | L01-ELEC ROOM-0055 | ADP-P-B01-0039-LV-EMDB-0001 | ADP-P-L01-0055-LV-EDIMPNL-0001,ADP-P-L01-0055-LV-EDB-0001 & ADP-P-L02-0129-LV-EDIMPNL/LND-0002 | 3
ADP-P-L01-0145-LV-SMDB-0001 | P | SMDB | L01 | 14 | L01-PODIUM ELEC ROOM-0145 | ADP-P-B01-0002-LV-MDB-0001 | ISO. R153, ISO. R154, ISO. R155, ISO. R156 | 4
ADP-P-L01-0145-LV-SMDB-0002 | P | SMDB | L01 | 15 | L01-PODIUM ELEC ROOM-0145 | ADP-P-B01-0002-LV-MDB-0001 | ISO. R134, ISO. R135, ISO. R136, ISO. F&B-137, ISO. R138, ISO. R146, ISO. R147, ISO. R148, ISO. R149, ISO. F&B-150, ISO. R151 | 11
ADP-P-L02-0029-LV-SMDB-0002 | P | SMDB | L02 | 1 | L02-ELEC ROOM-0029 | ADP-P-B01-0039-LV-MDB-0004 | ISO.R249, ISO.R250, ISO.251, ISO.R252, ISO.R253, ISO.R254, ISO.R255 & ISO. F&B256 | 8
ADP-P-L02-0006-LV-SMDB-0001 | P | SMDB | L02 | 2 | L02-ELEC ROOM-0006 | ADP-P-B01-0039-LV-MDB-0006 | ISO.R201, ISO.R202, ISO.R203, ISO.R204, ISO.R205, ISO.R205A, ISO.R206, ISO.R207, ISO.R208, ISO.R209, ISO.R210 & ISO.R211 | 12
ADP-P-L02-0112-LV-SMDB-0002 | P | SMDB | L02 | 3 | L02-ELEC ROOM-0112 | ADP-P-B01-0039-LV-MDB-0004 | ISO.R215, ISO.R216, ISO.R217, ISO.R218 & ISO.R219 | 5
ADP-P-L02-0112-LV-SMDB-0003 | P | SMDB | L02 | 4 | L02-ELEC ROOM-0112 | ADP-P-B01-0039-LV-MDB-0004 | ISO. MSU | 1
ADP-P-L02-0098-LV-SMDB-0001 | P | SMDB | L02 | 5 | L02-ELEC ROOM-0098 | ADP-P-B01-0039-LV-MDB-0003 | ISO.F&B201, ISO.F&B202, ISO F&B203, ISO.F&B204, ISO.F&B205, ISO.F&B206, ISO.F&B207, ISO.F&B208, ISO.F&B209, ISO.F&B210, ISO.F&B211, ISO F&B.237 & ISO.F&B238 | 13
ADP-P-L02-0129-LV-SMDB-0002 | P | SMDB | L02 | 6 | L02-ELEC ROOM-0129 | ADP-P-B01-0039-LV-MDB-0005 | ISO.R220, ISO.R221, ISO.R222, ISO.R223, ISO.R224, ISO.R225, ISO.R225A, ISO.R226, ISO.R227 & ISO.R228 | 10
ADP-P-L02-0129-LV-SMDB-0003 | P | SMDB | L02 | 7 | L02-ELEC ROOM-0129 | ADP-P-B01-0039-LV-MDB-0005 | ISO.R229, ISO.R229A, ISO.R230, ISO.R231, ISO.R232, ISO.R233, ISO.R234, ISO.R235 & ISO.R236 | 9
ADP-P-L02-0140-LV-SMDB-0001 | P | SMDB | L02 | 8 | L02-ELEC ROOM-0140 | ADP-P-B01-0039-LV-MDB-0005 | ISO.F&B213, ISO.F&B214, ISO.F&B215 & ISO.R239 | 4
ADP-P-L02-0029-LV-SMDB-0001 | P | SMDB | L02 | 9 | L02-ELEC ROOM-0029 | ADP-P-B01-0039-LV-MDB-0001 | ADP-P-L01-0044-LV-DB-0001,ADP-P-L01-0062-LV-DB-0001,ADP-P-L02-0029-LV-DIMPNL-0001 & ADP-P-L02-0029-LV-DB-0001 | 4
ADP-P-L02-0005-LV-SMDB-0001 | P | SMDB | L02 | 10 | L02-ELEC ROOM-0005 | ADP-P-B01-0039-LV-MDB-0002 | 2 Nos. L01 ESCALATOR -9 &10,ADP-P-L02-0006-LV-DIMPNL-0001 & ADP-P-L02-0006-LV-DB-0001 | 4
ADP-P-L02-0112-LV-SMDB-0001 | P | SMDB | L02 | 11 | L02-ELEC ROOM-112 | ADP-P-B01-0039-LV-MDB-0001 | ADP-P-L02-0112-LV-DIMPNL-0001 & ADP-P-L02-0112-LV-DB-0001 | 2
ADP-P-L02-0098-LV-SMDB-0002 | P | SMDB | L02 | 12 | L02-ELEC ROOM-0098 | ADP-P-B01-0039-LV-MDB-0005 | ADP-P-B01-0035-LV-DB-0002,ADP-P-L01-0050-LV-DIMPNL/EXT-0001,ADP-P-L02-0098-LV-DIMPNL-0001,ADP-P-L02-0098-LV-DB-0002 & ADP-P-L02-0140-LV-DB-0001 | 5
ADP-P-L02-0129-LV-SMDB-0001 | P | SMDB | L02 | 13 | L02-ELEC ROOM-0129 | ADP-P-B01-0039-LV-MDB-0001 | ADP-P-L02-0129-LV-DIMPNL-0001,ADP-P-L02-0129-LV-DB-0001 & ADP-P-L03-0026-LV-DB-0001 | 3
ADP-P-L02-0162-LV-SMDB-0001 | P | SMDB | L02 | 14 | L02-PODIUM ELEC ROOM-0162 | ADP-P-B01-0002-LV-MDB-0001 | ISO. R220A, ISO. F&B-224, ISO. F&B-225, ISO. F&B-226, ISO. F&B-227, ISO. F&B-228, ISO. R240, ISO. R241, ISO. R242 | 9
ADP-P-L02-0162-LV-SMDB-0002 | P | SMDB | L02 | 15 | L02-PODIUM ELEC ROOM-0162 | ADP-P-B01-0002-LV-MDB-0001 | ISO. R212, ISO. R213, ISO. F&B-212, ISO. F&B-216, ISO. F&B-217, ISO. F&B-218, ISO. F&B-219, ISO. F&B-220, ISO. F&B-221, ISO. F&B-222, ISO. F&B-223 | 11
ADP-P-L02-0129-LV-ESMDB-0001 | P | SMDB | L02 | 16 | L02-ELEC ROOM-0129 | ADP-P-B01-0039-LV-ESMDB-0002 | LIFT-RP1, LIFT-RP2, LIFT-RP3,LIFT-RP8, LIFT-RS7, LIFT-RS13, LIFT-RS14,LIFT-RS15,LIFT-RS16,LIFT-RS17,LIFT-RS18 & LIFT-RS19 | 12
ADP-P-L02-0029-LV-ESMDB-0001 | P | SMDB | L02 | 17 | L02-ELEC ROOM-0029 | ADP-P-B01-0039-LV-ESMDB-0002 | LIFT-RS3,LIFT-RS4,LIFT-RS8,LIFT-RS9,LIFT-RS10,LIFT-RS11, LIFT-RP6 & LIFT-RP7 | 8
ADP-P-L02-0098-LV-ESMDB-0001 | P | SMDB | L02 | 18 | L02-ELEC ROOM-0098 | ADP-P-B01-0039-LV-ESMDB-0002 | LIFT-RS1, LIFT-RS2, LIFT-RS5, LIFT-RS6, LIFT-RP4& LIFT-RP5 | 6
ADP-P-L03-0026-LV-SMDB-0001 | P | SMDB | L03 | 1 | L03-PODIUM ELEC ROOM-0026 | ADP-P-B01-0002-LV-BB-0001 | ADP-P-L03-000-HVAC-CH-000,ADP-P-L03-000-HVAC-CH-000 & ADP-P-L03-000-HVAC-CH-000 | 3
ESMDB-LS1/R | R | SMDB | B01 | 1 | B01-ELEC ROOM | EMDB-1 | Busbar Trunking (BBT-R22), CB-R1, EMCC-LS/B01, UPS1/R(60kVA) & EMCC-LS/B04, | 5
ESMDB-UPS1/R | R | SMDB | B01 | 2 | B01-ELEC ROOM | UPS1/R(60kVA) | DP-UPS5/R, DP-UPS9/R, DP-UPS1A/R & DP-UPS.B02/R | 5
ESMDB-L01/R | R | SMDB | L01 | 1 | L01-ELEC ROOM | Busbar Trunking (BBT-R20) | EDLP-SER3/R, EDL-DIM3/R, EDLP-SER1M/R, EDL-DIM1/R , EDLP-SER.B01/R,OU-R-2 & EMCC-FOP/R | 7
SMDB-L01/R | R | SMDB | L01 | 2 | L01-ELEC ROOM | Busbar Trunking (BBT-R28) | TRASH CHUTE EQUIP., DLP-SER.B01/R, DL-DIM1/R, DLP-SER.1/R, DL-DIM.EXT/R1, DL-DIM3/R, DLP-SER3/R & MCC-FAN/L03 | 8
SMDB-LIFT1/R | R | SMDB | L01M | 1 | L01M-ELEC ROOM | Busbar Trunking (BBT-R28) | LIFT-P1,LIFT-P2, LIFT-P9,LIFT-P10, 2 Nos.ESCALATOR | 6
SMDB-RETAIL/R | R | SMDB | L01M | 2 | L01M-ELEC ROOM | Busbar Trunking (BBT-R30 | RETAIL-2/R & RETAIL-1/R | 2
SMDB-L04/OFFICE | R | SMDB | L04 | 1 | L04-ELEC ROOM | Busbar Trunking (BBT-R30 | DLP-L4OF1, DLP-L4OF2, DLP-L4OF3, DLP-L4OF4, DLP-L4OF5, DLP-L4OF6, DLP-L4OF7 & DLP-L4OF8 | 8
SMDB-L05/OFFICE | R | SMDB | L05 | 1 | L05-ELEC ROOM | Busbar Trunking (BBT-R30 | DLP-L5OF1, DLP-L5OF2, DLP-L5OF3, DLP-L5OF4, DLP-L5OF5, DLP-L5OF6, DLP-L5OF7 & DLP-L5OF8 | 8
SMDB-L06/OFFICE | R | SMDB | L06 | 1 | L06-ELEC ROOM | Busbar Trunking (BBT-R30 | DLP-L6OF1, DLP-L6OF2, DLP-L6OF3, DLP-L6OF4, DLP-L6OF5, DLP-L6OF6, DLP-L6OF7 & DLP-L6OF8 | 8
SMDB-L07/OFFICE | R | SMDB | L07 | 1 | L07-ELEC ROOM | Busbar Trunking (BBT-R29) | DLP-L7OF1, DLP-L7OF2, DLP-L7OF3, DLP-L7OF4, DLP-L7OF5, DLP-L7OF6, DLP-L7OF7 & DLP-L7OF8 | 8
SMDB-L8/R | R | SMDB | L08 | 1 | L08-ELEC ROOM | Busbar Trunking (BBT-R28) | DL-DIM8/R & DP-SER8/R | 2
SMDB-L08/OFFICE | R | SMDB | L08 | 2 | L08-ELEC ROOM | Busbar Trunking (BBT-R29) | DLP-L8OF1, DLP-L8OF2, DLP-L8OF3, DLP-L8OF4, DLP-L8OF5, DLP-L8OF6, DLP-L8OF7 & DLP-L8OF8 | 8
ESMDB-L09/R | R | SMDB | L09 | 1 | L09-ELEC ROOM | Busbar Trunking (BBT-R20) | EDL-DIM9/R & EDLP-SER9/R | 2
SMDB-L09/OFFICE | R | SMDB | L09 | 2 | L09-ELEC ROOM | Busbar Trunking (BBT-R29) | DLP-L9OF1, DLP-L9OF2, DLP-L9OF3, DLP-L9OF4, DLP-L9OF5, DLP-L9OF6, DLP-L9OF7 & DLP-L9OF8 | 8
SMDB-L10/OFFICE | R | SMDB | L10 | 1 | L10-ELEC ROOM | Busbar Trunking (BBT-R29) | DLP-L10OF1, DLP-L10OF2, DLP-L10OF3, DLP-L10OF4, DLP-L10OF5, DLP-L10OF6, DLP-L10OF7 & DLP-L10OF8 | 8
SMDB-L11/OFFICE | R | SMDB | L11 | 1 | L11-ELEC ROOM | Busbar Trunking (BBT-R32) | DLP-L11OF1, DLP-L11OF2, DLP-L11OF3, DLP-L11OF4, DLP-L11OF5, DLP-L11OF6, DLP-L11OF7 & DLP-L11OF8 | 8
SMDB-L12/OFFICE | R | SMDB | L12 | 1 | L12-ELEC ROOM | Busbar Trunking (BBT-R32) | DLP-L12OF1, DLP-L12OF2, DLP-L12OF3, DLP-L12OF4, DLP-L12OF5, DLP-L12OF6, DLP-L12OF7 & DLP-L12OF8 | 8
SMDB-L14/OFFICE | R | SMDB | L14 | 1 | L14-ELEC ROOM | Busbar Trunking (BBT-R32) | DLP-L14OF1, DLP-L14OF2, DLP-L14OF3, DLP-L14OF4, DLP-L14OF5, DLP-L14OF6, DLP-L14OF7 & DLP-L14OF8 | 8
SMDB-L15/OFFICE | R | SMDB | L15 | 1 | L15-ELEC ROOM | Busbar Trunking (BBT-R33) | DLP-L15OF1, DLP-L15OF2, DLP-L15OF3, DLP-L15OF4, DLP-L15OF5, DLP-L15OF6, DLP-L15OF7 & DLP-L15OF8 | 8
SMDB-L16/OFFICE | R | SMDB | L16 | 1 | L16-ELEC ROOM | Busbar Trunking (BBT-R33) | DLP-L16OF1, DLP-L16OF2, DLP-L16OF3, DLP-L16OF4, DLP-L16OF5, DLP-L16OF6, DLP-L16OF7 & DLP-L16OF8 | 8
SMDB-L17/OFFICE | R | SMDB | L17 | 1 | L17-ELEC ROOM | Busbar Trunking (BBT-R33) | DLP-L17OF1, DLP-L17OF2, DLP-L17OF3, DLP-L17OF4, DLP-L17OF5, DLP-L17OF6, DLP-L17OF7 & DLP-L17OF8 | 8
SMDB-L18/OFFICE | R | SMDB | L18 | 1 | L18-ELEC ROOM | Busbar Trunking (BBT-R33) | DLP-L18OF1, DLP-L18OF2, DLP-L18OF3, DLP-L18OF4, DLP-L18OF5, DLP-L18OF6, DLP-L18OF7 & DLP-L18OF8 | 8
SMDB-L18/R | R | SMDB | L18 | 2 | L18-ELEC ROOM | LV6-L24/R | DL-DIM18/R & DP-SER18/R | 2
ESMDB-L19/R | R | SMDB | L19 | 1 | L19-ELEC ROOM | Busbar Trunking (BBT-R20) | EDL-DIM19/R, EDLP-SER19/R & EDLP SER23/R | 3
SMDB-L19/OFFICE | R | SMDB | L19 | 2 | L19-ELEC ROOM | Busbar Trunking (BBT-R31) | DLP-L19OF1, DLP-L19OF2, DLP-L19OF3, DLP-L19OF4, DLP-L19OF5, DLP-L19OF6, DLP-L19OF7 & DLP-L19F8 | 8
SMDB-L20/OFFICE | R | SMDB | L20 | 1 | L20-ELEC ROOM | Busbar Trunking (BBT-R31) | DLP-L20OF1, DLP-L20OF2, DLP-L20OF3, DLP-L20OF4, DLP-L20OF5, DLP-L20OF6, DLP-L20OF7 & DLP-L20OF8 | 8
SMDB-L21/OFFICE | R | SMDB | L21 | 1 | L21-ELEC ROOM | Busbar Trunking (BBT-R31) | DLP-L21OF1, DLP-L21OF2, DLP-L21OF3, DLP-L21OF4, DLP-L21OF5, DLP-L21OF6, DLP-L21OF7 & DLP-L21OF8 | 8
SMDB-L22/OFFICE | R | SMDB | L22 | 1 | L22-ELEC ROOM | Busbar Trunking (BBT-R31) | DLP-L22OF1, DLP-L22OF2, DLP-L22OF3, DLP-L22OF4, DLP-L22OF5, DLP-L22OF6, DLP-L22OF7 & DLP-L22OF8 | 8
ESMDB-LIFT1/R | R | SMDB | L23 | 1 | L23-ELEC ROOM | Busbar Trunking (BBT-R26) | LIFT-P11, LIFT-P12, LIFT-P13, LIFT-14 & LIFT-S2 | 5
ESMDB-UPS2/R | R | SMDB | L24 | 1 | L24-ELEC ROOM | UPS2/R(60kVA) | DP-UPS24/R, DP-UPS29/R, DP-UPS34/R, DP-UPS20/R & DP-UPS15/R | 5
SMDB-L24/R | R | SMDB | L24 | 2 | L24-ELEC ROOM | LV6-L24/R | DLP-SER23/R, DLP-SER24/R,2 Nos. ISO for FAÇADE LIGHTING LIGHTING WEST ELEVATION, 2 Nos. ISO for FAÇADE LIGHTIING EAST ELEVATION, | 6
SMDB-L25/APT | R | SMDB | L25 | 1 | L25-ELEC ROOM | Busbar Trunking (BBT-R35) | DB-L25/APT1, DB-L25/APT2, DB-L25/APT3, DB-L25/APT4, DB-L25/APT5, DB-L25/APT6, DB-L25/APT7, DB-L25/APT8, DB-L25/APT9, DB-L25/APT10, DB-L25/APT11 & DB-L25/APT12 | 12
SMDB-L26/APT | R | SMDB | L26 | 1 | L26-ELEC ROOM | Busbar Trunking (BBT-R35) | DB-L26/APT1, DB-L26/APT2, DB-L26/APT3, DB-L26/APT4, DB-L26/APT5, DB-L26/APT6, DB-L26/APT7, DB-L26/APT8, DB-L26/APT9, DB-L26/APT10, DB-L26/APT11 & DB-L26/APT12 | 12
SMDB-L27/APT | R | SMDB | L27 | 1 | L27-ELEC ROOM | Busbar Trunking (BBT-R35) | DB-L27/APT1, DB-L27/APT2, DB-L27/APT3, DB-L27/APT4, DB-L27/APT5, DB-L27/APT6, DB-L27/APT7, DB-L27/APT8, DB-L27/APT9, DB-L27/APT10, DB-L27/APT11 & DB-L27/APT12 | 12
SMDB-L28/APT | R | SMDB | L28 | 1 | L28-ELEC ROOM | Busbar Trunking (BBT-R35) | DB-L28/APT1, DB-L28/APT2, DB-L28/APT3, DB-L28/APT4, DB-L28/APT5, DB-L28/APT6, DB-L28/APT7, DB-L28/APT8, DB-L28/APT9, DB-L28/APT10, DB-L28/APT11 & DB-L28/APT12 | 12
SMDB-L29/APT | R | SMDB | L29 | 1 | L29-ELEC ROOM | Busbar Trunking (BBT-R34) | DB-L29/APT1, DB-L28/APT2, DB-L29/APT3, DB-L29/APT4, DB-L29/APT5, DB-L29/APT6, DB-L29/APT7, DB-L29/APT8, DB-L29/APT9, DB-L29/APT10, DB-L29/APT11 & DB-L29/APT12 | 12
SMDB-L30/APT | R | SMDB | L30 | 1 | L30-ELEC ROOM | Busbar Trunking (BBT-R34) | DB-L30/APT1, DB-L30/APT2, DB-L30/APT3, DB-L30/APT4, DB-L30/APT5, DB-L30/APT6, DB-L30/APT7, DB-L30/APT8, DB-L30/APT9, DB-L30/APT10, DB-L30/APT11 & DB-L30/APT12 | 12
SMDB-L30/R | R | SMDB | L30 | 2 | L30-ELEC ROOM | LV6-L24/R | DL-DIM30/R & DP-SER30/R | 2
ESMDB-L31/R | R | SMDB | L31 | 1 | L31-ELEC ROOM | Busbar Trunking (BBT-R20) | EDL-DIM31/R & EDLP-SER31/R | 2
SMDB-L31/APT | R | SMDB | L31 | 2 | L31-ELEC ROOM | Busbar Trunking (BBT-R34) | DB-L31/APT1, DB-L31/APT2, DB-L31/APT3, DB-L31/APT4, DB-L31/APT5, DB-L31/APT6, DB-L31/APT7, DB-L31/APT8, DB-L31/APT9, DB-L31/APT10, DB-L31/APT11 & DB-L31/APT12 | 12
SMDB-L32/APT | R | SMDB | L32 | 1 | L32-ELEC ROOM | Busbar Trunking (BBT-R34) | DB-L32/APT1, DB-L32/APT2, DB-L32/APT3, DB-L32/APT4, DB-L32/APT5, DB-L32/APT6, DB-L32/APT7, DB-L32/APT8, DB-L32/APT9, DB-L32/APT10, DB-L32/APT11 & DB-L32/APT12 | 12
SMDB-L33/APT | R | SMDB | L33 | 1 | L33-ELEC ROOM | Busbar Trunking (BBT-R36) | DB-L33/APT1, DB-L33/APT2, DB-L33/APT3, DB-L33/APT4, DB-L33/APT5, DB-L33/APT6, DB-L33/APT7, DB-L33/APT8, DB-L33/APT9, DB-L33/APT10, DB-L33/APT11 & DB-L33/APT12 | 12
SMDB-L34/APT | R | SMDB | L34 | 1 | L34-ELEC ROOM | Busbar Trunking (BBT-R36) | DB-L34/APT1, DB-L34/APT2, DB-L34/APT3, DB-L34/APT4, DB-L34/APT5, DB-L34/APT6, DB-L34/APT7, DB-L34/APT8, DB-L34/APT9, DB-L34/APT10, DB-L34/APT11 & DB-L34/APT12 | 12
SMDB-L35/APT | R | SMDB | L35 | 1 | L35-ELEC ROOM | Busbar Trunking (BBT-R36) | DB-L35/APT1, DB-L35/APT2, DB-L35/APT3, DB-L35/APT4, DB-L35/APT5, DB-L35/APT6, DB-L35/APT7, DB-L35/APT8, DB-L35/APT9, DB-L35/APT10, DB-L35/APT11 & DB-L35/APT12 | 12
SMDB-L36/APT | R | SMDB | L36 | 1 | L36-ELEC ROOM | Busbar Trunking (BBT-R36) | DB-L36/APT1, DB-L36/APT2, DB-L36/APT3, DB-L36/APT4, DB-L36/APT5, DB-L36/APT6, DB-L36/APT7, DB-L36/APT8, DB-L36/APT9, DB-L36/APT10, DB-L36/APT11 & DB-L36/APT12 | 12
SMDB-L37/APT | R | SMDB | L37 | 1 | L37-ELEC ROOM | Busbar Trunking (BBT-R37) | DB-L37/APT1, DB-L37/APT2, DB-L37/APT3, DB-L37/APT4, DB-L37/APT5, DB-L37/APT6, DB-L37/APT7, DB-L37/APT8, DB-L37/APT9, DB-L37/APT10, DB-L37/APT11 & DB-L37/APT12 | 12
SMDB-L38/APT | R | SMDB | L38 | 1 | L38-ELEC ROOM | Busbar Trunking (BBT-R37) | DB-L38/APT1, DB-L38/APT2, DB-L38/APT3, DB-L38/APT4, DB-L38/APT5, DB-L38/APT6, DB-L38/APT7, DB-L38/APT8, DB-L38/APT9, DB-L38/APT10, DB-L38/APT11 & DB-L38/APT12 | 12
SMDB-L39/APT | R | SMDB | L39 | 1 | L39-ELEC ROOM | Busbar Trunking (BBT-R37) | DB-L39/APT1, DB-L39/APT2, DB-L39/APT3, DB-L39/APT4, DB-L39/APT5, DB-L39/APT6, DB-L39/APT7, DB-L39/APT8, DB-L39/APT9, DB-L39/APT10, DB-L39/APT11 & DB-L39/APT12 | 12
SMDB-L40/APT | R | SMDB | L40 | 1 | L40-ELEC ROOM | Busbar Trunking (BBT-R37) | DB-L40/APT1, DB-L40/APT2, DB-L40/APT3, DB-L40/APT4, DB-L40/APT5, DB-L40/APT6, DB-L40/APT7, DB-L40/APT8, DB-L40/APT9, DB-L40/APT10, DB-L40/APT11 & DB-L40/APT12 | 12
SMDB-L41/APT | R | SMDB | L41 | 1 | L41-ELEC ROOM | Busbar Trunking (BBT-R40) | DB-L41/APT1, DB-L41/APT2, DB-L41/APT3, DB-L41/APT4, DB-L41/APT5, DB-L41/APT6, DB-L41/APT7, DB-L41/APT8, DB-L41/APT9, DB-L41/APT10, DB-L41/APT11 & DB-L41/APT12 | 12
SMDB-L42/APT | R | SMDB | L42 | 1 | L42-ELEC ROOM | Busbar Trunking (BBT-R40) | DB-L42/APT1, DB-L42/APT2, DB-L42/APT3, DB-L42/APT4, DB-L42/APT5, DB-L42/APT6, DB-L42/APT7, DB-L42/APT8, DB-L42/APT9, DB-L42/APT10, DB-L42/APT11 & DB-L42/APT12 | 12
SMDB-L42/R | R | SMDB | L42 | 2 | L42-ELEC ROOM | LV10-L50/R | DL-DIM42/R & DP-SER42/R | 2
SMDB-L43/APT | R | SMDB | L43 | 1 | L43-ELEC ROOM | Busbar Trunking (BBT-R40) | DB-L43/APT1, DB-L43/APT2, DB-L43/APT3, DB-L43/APT4, DB-L43/APT5, DB-L43/APT6, DB-L43/APT7, DB-L43/APT8, DB-L43/APT9, DB-L43/APT10, DB-L43/APT11 & DB-L43/APT12 | 12
ESMDB-L43/R | R | SMDB | L43 | 2 | L43-ELEC ROOM | Busbar Trunking (BBT-R20) | EDL-DIM43/R, EDLP-SER43/R & EDLP-SER49/R | 3
SMDB-L44/APT | R | SMDB | L44 | 1 | L44-ELEC ROOM | Busbar Trunking (BBT-R40) | DB-L44/APT1, DB-L44/APT2, DB-L44/APT3, DB-L44/APT4, DB-L44/APT5, DB-L44/APT6, DB-L44/APT7, DB-L44/APT8, DB-L44/APT9, DB-L44/APT10, DB-L44/APT11 & DB-L44/APT12 | 12
SMDB-L45/APT | R | SMDB | L45 | 1 | L45-ELEC ROOM | Busbar Trunking (BBT-R41) | DB-L45/APT1, DB-L45/APT2, DB-L45/APT3, DB-L45/APT4, DB-L45/APT5, DB-L45/APT6, DB-L45/APT7, DB-L45/APT8, DB-L45/APT9, DB-L45/APT10, DB-L45/APT11 & DB-L45/APT12 | 12
SMDB-L46/APT | R | SMDB | L46 | 1 | L46-ELEC ROOM | Busbar Trunking (BBT-R41) | DB-L46/APT1, DB-L46/APT2, DB-L46/APT3, DB-L46/APT4, DB-L46/APT5, DB-L46/APT6, DB-L46/APT7, DB-L46/APT8, DB-L46/APT9, DB-L46/APT10, DB-L46/APT11 & DB-L46/APT12 | 12
SMDB-L47/APT | R | SMDB | L47 | 1 | L47-ELEC ROOM | Busbar Trunking (BBT-R41) | DB-L47/APT1, DB-L47/APT2, DB-L47/APT3, DB-L47/APT4, DB-L47/APT5, DB-L47/APT6, DB-L47/APT7, DB-L47/APT8, DB-L47/APT9, DB-L47/APT10, DB-L47/APT11 & DB-L47/APT12 | 12
SMDB-L48/APT | R | SMDB | L48 | 1 | L48-ELEC ROOM | Busbar Trunking (BBT-R41) | DB-L48/APT1, DB-L48/APT2, DB-L48/APT3, DB-L48/APT4, DB-L48/APT5, DB-L48/APT6, DB-L48/APT7, DB-L48/APT8, DB-L48/APT9, DB-L48/APT10, DB-L48/APT11 & DB-L48/APT12 | 12
SMDB-L50/R | R | SMDB | L50 | 1 | L50-ELEC ROOM | LV10-L50/R | DLP-SER49/R, DLP-SER50/R,2 Nos. ISO for FAÇADE LIGHTING LIGHTING WEST ELEVATION, 2 Nos. ISO for FAÇADE LIGHTIING EAST ELEVATION, | 6
ESMDB-UPS3/R | R | SMDB | L50 | 2 | L50-ELEC ROOM | UPS3/R(40kVA) | DP-UPS54/R, DP-UPS50/R, DP-UPS39/R & DP-UPS44/R | 4
SMDB-L51/APT | R | SMDB | L51 | 1 | L51-ELEC ROOM | Busbar Trunking (BBT-R39) | DB-L51/APT1, DB-L51/APT2, DB-L51/APT3, DB-L51/APT4, DB-L51/APT5, DB-L51/APT6 & DB-L51/APT7 | 7
SMDB-L52/APT | R | SMDB | L52 | 1 | L52-ELEC ROOM | Busbar Trunking (BBT-R39) | DB-L52/APT1, DB-L52/APT2, DB-L52/APT3, DB-L52/APT4, DB-L52/APT5, DB-L52/APT6 & DB-L52/APT7 | 7
SMDB-L53/APT | R | SMDB | L53 | 1 | L53-ELEC ROOM | Busbar Trunking (BBT-R39) | DB-L53/APT1, DB-L53/APT2, DB-L53/APT3, DB-L53/APT4, DB-L53/APT5, DB-L53/APT6 & DB-L53/APT7 | 7
SMDB-L54/APT | R | SMDB | L54 | 1 | L54-ELEC ROOM | Busbar Trunking (BBT-R39) | DB-L54/APT1, DB-L54/APT2, DB-L54/APT3, DB-L54/APT4, DB-L54/APT5, DB-L54/APT6 & DB-L54/APT7 | 7
SMDB-L55/APT | R | SMDB | L55 | 1 | L55-ELEC ROOM | Busbar Trunking (BBT-R39) | DB-L55/APT1, DB-L55/APT2, DB-L55/APT3, DB-L55/APT4, DB-L55/APT5, DB-L55/APT6 & DB-L55/APT7 | 7
SMDB-L56/APT | R | SMDB | L56 | 1 | L56-ELEC ROOM | Busbar Trunking (BBT-R38) | DB-L56/APT1, DB-L56/APT2, DB-L56/APT3, DB-L56/APT4, DB-L56/APT5, DB-L56/APT6 & DB-L56/APT7 | 7
SMDB-L56/R | R | SMDB | L56 | 2 | L56-ELEC ROOM | LV10-L50/R | DL-DIM56/R & DP-SER56/R | 2
SMDB-L57/APT | R | SMDB | L57 | 1 | L57-ELEC ROOM | Busbar Trunking (BBT-R38) | DB-L57/APT1, DB-L57/APT2, DB-L57/APT3, DB-L57/APT4, DB-L57/APT5, DB-L57/APT6 & DB-L57/APT7 | 7
ESMDB-L57/R | R | SMDB | L57 | 2 | L57-ELEC ROOM | Busbar Trunking (BBT-R20) | EDL-DIM57/R & EDLP-SER57/R | 2
SMDB-L58/APT | R | SMDB | L58 | 1 | L58-ELEC ROOM | Busbar Trunking (BBT-R38) | DB-L58/APT1, DB-L58/APT2, DB-L58/APT3, DB-L58/APT4, DB-L58/APT5, DB-L58/APT6 & DB-L58/APT7 | 7
SMDB-L59/APT | R | SMDB | L59 | 1 | L59-ELEC ROOM | Busbar Trunking (BBT-R38) | DB-L59/APT1, DB-L59/APT2, DB-L59/APT3, DB-L59/APT4, DB-L59/APT5, DB-L59/APT6 & DB-L59/APT7 | 7
SMDB-L60/APT | R | SMDB | L60 | 1 | L60-ELEC ROOM | Busbar Trunking (BBT-R42) | DB-L60/APT1, DB-L60/APT2, DB-L60/APT3, DB-L60/APT4, DB-L60/APT5, DB-L60/APT6 & DB-L60/APT7 | 7
SMDB-L61/APT | R | SMDB | L61 | 1 | L61-ELEC ROOM | Busbar Trunking (BBT-R42) | DB-L61/APT1, DB-L61/APT2, DB-L61/APT3, DB-L61/APT4, DB-L61/APT5, DB-L61/APT6 & DB-L61/APT7 | 7
SMDB-L62/APT | R | SMDB | L62 | 1 | L62-ELEC ROOM | Busbar Trunking (BBT-R42) | DB-L62/APT1, DB-L62/APT2, DB-L62/APT3, DB-L62/APT4, DB-L62/APT5, DB-L62/APT6 & DB-L62/APT7 | 7
SMDB-L63/APT | R | SMDB | L63 | 1 | L63-ELEC ROOM | Busbar Trunking (BBT-R42) | DB-L63/APT1, DB-L63/APT2, DB-L63/APT3, DB-L63/APT4, DB-L63/APT5, DB-L63/APT6 & DB-L63/APT7 | 7
SMDB-L64/APT | R | SMDB | L64 | 1 | L64-ELEC ROOM | Busbar Trunking (BBT-R44) | DB-L64/APT1, DB-L64/APT2, DB-L64/APT3, DB-L64/APT4, DB-L64/APT5, DB-L64/APT6 & DB-L64/APT7 | 7
SMDB-L65/APT | R | SMDB | L65 | 1 | L65-ELEC ROOM | Busbar Trunking (BBT-R44) | DB-L65/APT1, DB-L65/APT2, DB-L65/APT3, DB-L65/APT4, DB-L65/APT5, DB-L65/APT6 & DB-L65/APT7 | 7
SMDB-L66/APT | R | SMDB | L66 | 1 | L66-ELEC ROOM | Busbar Trunking (BBT-R44) | DB-L66/APT1, DB-L66/APT2, DB-L66/APT3, DB-L66/APT4, DB-L66/APT5, DB-L66/APT6 & DB-L66/APT7 | 7
SMDB-L67/APT | R | SMDB | L67 | 1 | L67-ELEC ROOM | Busbar Trunking (BBT-R44) | DB-L67/APT1, DB-L67/APT2, DB-L67/APT3, DB-L67/APT4, DB-L67/APT5, DB-L67/APT6 & DB-L67/APT7 | 7
SMDB-L67/R | R | SMDB | L67 | 2 | L67-ELEC ROOM | LV12-L73/R | DL-DIM67/R & DP-SER67/R | 2
SMDB-L68/APT | R | SMDB | L68 | 1 | L68-ELEC ROOM | Busbar Trunking (BBT-R43) | DB-L68/APT1, DB-L68/APT2, DB-L68/APT3, DB-L68/APT4, DB-L68/APT5, DB-L68/APT6 & DB-L68/APT7 | 7
ESMDB-L68/R | R | SMDB | L68 | 2 | L68-ELEC ROOM | Busbar Trunking (BBT-R20) | EDL-DIM68/R, EDLP-SER68/R, EDLP-SER73/R & EDL-DIM74/R | 4
SMDB-L69/APT | R | SMDB | L69 | 1 | L69-ELEC ROOM | Busbar Trunking (BBT-R43) | DB-L69/APT1, DB-L69/APT2, DB-L69/APT3, DB-L69/APT4, DB-L69/APT5, DB-L69/APT6 & DB-L69/APT7 | 7
SMDB-L70/APT | R | SMDB | L70 | 1 | L70-ELEC ROOM | Busbar Trunking (BBT-R43) | DB-L70/APT1, DB-L70/APT2, DB-L70/APT3, DB-L70/APT4, DB-L70/APT5, DB-L70/APT6 & DB-L70/APT7 | 7
SMDB-L71/APT | R | SMDB | L71 | 1 | L71-ELEC ROOM | Busbar Trunking (BBT-R43) | DB-L71/APT1, DB-L71/APT2, DB-L71/APT3, DB-L71/APT4, DB-L71/APT5, DB-L71/APT6 & DB-L71/APT7 | 7
SMDB-L72/APT | R | SMDB | L72 | 1 | L72-ELEC ROOM | Busbar Trunking (BBT-R43) | DB-L72/APT1, DB-L72/APT2, DB-L72/APT3, DB-L72/APT4, DB-L72/APT5, DB-L72/APT6 & DB-L72/APT7 | 7
SMDB-L73/R | R | SMDB | L73 | 1 | L73-ELEC ROOM | LV12-L73/R | DL-DIM.EXT/R2, DL-DIM74/R & / & DLP-SER73/R | 3
ESMDB-UPS4/R | R | SMDB | L73 | 2 | L73-ELEC ROOM | UPS4/R(40kVA) | DP-UPS74/R, DB-UPS59/R, DP-UPS64/R & DP-UPS69/R | 4
SMDB-L74/APT | R | SMDB | L74 | 1 | L74-ELEC ROOM | LV13-L73/R | DB-L74/APT1, DB-L74/APT2, DB-L74/APT3 & DB-L74/APT4 | 4
ESMDB-LIFT2/R | R | SMDB | L74 | 2 | L74-ELEC ROOM | Busbar Trunking (BBT-R24) | LIFT-P3, LIFT-P4, LIFT-P5, LIFT-P6, LIFT-P7 & ATS-LIFT-S1/L74 | 6
ESMDB-L76/R | R | SMDB | L76 | 1 | L76-ELEC ROOM | Busbar Trunking (BBT-R20) | 2 Nos. 3Φ TRACING HEATING CABLE-1, 2 Nos. 3Φ TRACING HEATING CABLE-2,2 Nos. 3Φ TRACING HEATING CABLE-3,2 Nos. 3Φ TRACING HEATING CABLE-5,2 Nos. 3Φ TRACING HEATING CABLE-6,4 Nos. 1Φ TRACING HEATING CABLE-A,4 Nos. 1Φ TRACING HEATING CABLE-B,2 Nos. 1Φ TRACING HEATING CABLE-C. | 20
ADP-O-B01-0002-LV-SMDB-0001 | O | SMDB | B01 | 1 | B01-ELEC ROOM-0002 | ADP-O-B01-0013-LV-MDB-0001 | TRASH CHUTE EQUIP.,ADP-O-B01-0002-LV-DIMPNL-0001,ADP-O-B01-0002-LV-DB-0001,ADP-O-L01-0007-LV-DIMPNL-0001,ADP-O-L01-0007-LV-DB-0001 & ADP-O-L02M-0011-LV-DIMPNL-0001 | 6
ADP-O-B01-0002-LV-ESMDB-0002 | O | SMDB | B01 | 2 | B01-ELEC ROOM-0002 | ADP-O-B01-0013-LV-EMDB-0004 | TSP-1 CONTROL PANEL,ADP-O-B01-0011-LV-EMCC-0001,ADP-O-B01-0018-LV-EMCC-0001,ADP-O-L01-0007-LV-EDIMPNL-0001,ADP-O-L01-0007-LV-EDB-0001,ADP-O-B01-0002-LV-EDIMPNL-0001,ADP-O-B01-0002-LV-EDB-0001 &ADP-O-L02M-0011-LV-EDIMPNL-0001 | 8
ADP-O-B01-0002-LV-ESMDB-0001 | O | SMDB | B01 | 3 | B01-ELEC ROOM-0002 | ADP-O-B01-0013-LV-EMDB-0004 | ADP-O-B01-0013-LV-BB-0006,ADP-O-B01-0001-LV-CBS-0001 & ADP-O-B02-0001-LV-UPS-0001(60kVA) | 3
ADP-O-B02-0002-LV-ESMDB-0001 | O | SMDB | B02 | 1 | B02- ELEC ROOM-0002 | ADP-O-B02-0001-LV-UPS-0001(60kVA) | ADP-O-B01-0002-LV-UPSDB-0001,ADP-O-L01-0001-LV-UPSDB-0001,ADP-O-L01M-0003-LV-UPSDB-0001,ADP-O-L04-0011-LV-UPSDB-0001, ADP-O-L07-0011-LV-UPSDB-0001 & ISO.FOR ADP-O-B01-0014-LV-UPS-0001 (15kVA) | 6
ADP-O-L01-0007-LV-SMDB-0001 | O | SMDB | L01 | 1 | L01-ELEC ROOM-0007 | ADP-O-B01-0013-LV-BB-0004 | ESCALATOR 13, ESCALATOR 14, LIFT-OP1 & LIFT-OP2 | 4
ADP-O-L03-0011-LV-SMDB-0001 | O | SMDB | L03 | 1 | L03-ELEC ROOM-0011 | ADP-O-L17-0004-LV-BB-0001 | (6nos. ISO) ADP-O-L03-0001-LV-ISO-0001,ADP-O-L03-0002-LV-ISO-0001,ADP-O-L03-0003-LV-ISO-0001,ADP-O-L03-0004-LV-ISO-0001,ADP-O-L03-0005-LV-ISO-0001 & ADP-O-L03-0006-LV-ISO-0001 | 6
ADP-O-L04-0011-LV-SMDB-0001 | O | SMDB | L04 | 1 | L04-ELEC ROOM-0011 | ADP-O-L17-0004-LV-BB-0001 | (8nos. ISO) ADP-O-L04-0001-LV-ISO-0001,ADP-O-L04-0002-LV-ISO-0001,ADP-O-L04-0003-LV-ISO-0001,ADP-O-L04-0004-LV-ISO-0001,ADP-O-L04-0005-LV-ISO-0001,ADP-O-L04-0006-LV-ISO-0001,ADP-O-L04-0007-LV-ISO-0001 & ADP-O-L04-0008-LV-ISO-0001 | 8
ADP-O-L05-0011-LV-SMDB-0001 | O | SMDB | L05 | 1 | L05-ELEC ROOM-0011 | ADP-O-L17-0004-LV-BB-0001 | (8nos. ISO) ADP-O-L05-0001-LV-ISO-0001,ADP-O-L05-0002-LV-ISO-0001,ADP-O-L05-0003-LV-ISO-0001,ADP-O-L05-0004-LV-ISO-0001,ADP-O-L05-0005-LV-ISO-0001,ADP-O-L05-0006-LV-ISO-0001,ADP-O-L05-0007-LV-ISO-0001 & ADP-O-L05-0008-LV-ISO-0001 | 8
ADP-O-L06-0011-LV-SMDB-0001 | O | SMDB | L06 | 1 | L06-ELEC ROOM-0011 | ADP-O-B01-0013-LV-BB-0004 | ADP-O-L03-0007-LV-MCC-0001,ADP-O-L04-0011-LV-DB-0001,ADP-O-L06-0011-LV-DB-0001 & ADP-O-L06-0011-LV-DIMPNL-0001 | 4
ADP-O-L06-0011-LV-SMDB-0002 | O | SMDB | L06 | 2 | L06-ELEC ROOM-0011 | ADP-O-L17-0004-LV-BB-0007 | (8nos. ISO) ADP-O-L06-0001-LV-ISO-0001,ADP-O-L06-0002-LV-ISO-0001,ADP-O-L06-0003-LV-ISO-0001,ADP-O-L06-0004-LV-ISO-0001,ADP-O-L06-0005-LV-ISO-0001,ADP-O-L06-0006-LV-ISO-0001,ADP-O-L06-0007-LV-ISO-0001 & ADP-O-L06-0008-LV-ISO-0001 | 8
ADP-O-L06-0011-LV-ESMDB-0001 | O | SMDB | L06 | 3 | L06-ELEC ROOM-0011 | ADP-O-B01-0013-LV-BB-0005 | ADP-O-L03-0007-LV-EMCC-0001,ADP-O-L06-0011-LV-EDIMPNL-0001,ADP-O-L06-0011-LV-EDB-0001 & ADP-O-L06-0011-LV-EDB-0002 | 4
ADP-O-L07-0011-LV-SMDB-0001 | O | SMDB | L07 | 1 | L07-ELEC ROOM-0011 | ADP-O-L17-0004-LV-BB-0007 | (8nos. ISO) ADP-O-L07-0001-LV-ISO-0001,ADP-O-L07-0002-LV-ISO-0001,ADP-O-L07-0003-LV-ISO-0001,ADP-O-L07-0004-LV-ISO-0001,ADP-O-L07-0005-LV-ISO-0001,ADP-O-L07-0006-LV-ISO-0001,ADP-O-L07-0007-LV-ISO-0001 & ADP-O-L07-0008-LV-ISO-0001 | 8
ADP-O-L08-0011-LV-SMDB-0001 | O | SMDB | L08 | 1 | L08-ELEC ROOM-0011 | ADP-O-L17-0004-LV-BB-0007 | (8nos. ISO) ADP-O-L08-0001-LV-ISO-0001,ADP-O-L08-0002-LV-ISO-0001,ADP-O-L08-0003-LV-ISO-0001,ADP-O-L08-0004-LV-ISO-0001,ADP-O-L08-0005-LV-ISO-0001,ADP-O-L08-0006-LV-ISO-0001,ADP-O-L08-0007-LV-ISO-0001 & ADP-O-L08-0008-LV-ISO-0001 | 8
ADP-O-L09-0011-LV-SMDB-0001 | O | SMDB | L09 | 1 | L09-ELEC ROOM-0011 | ADP-O-L17-0004-LV-BB-0002 | (8nos. ISO) ADP-O-L09-0001-LV-ISO-0001,ADP-O-L09-0002-LV-ISO-0001,ADP-O-L09-0003-LV-ISO-0001,ADP-O-L09-0004-LV-ISO-0001,ADP-O-L09-0005-LV-ISO-0001,ADP-O-L09-0006-LV-ISO-0001,ADP-O-L09-0007-LV-ISO-0001 & ADP-O-L09-0008-LV-ISO-0001 | 8
ADP-O-L10-0011-LV-SMDB-0001 | O | SMDB | L10 | 1 | L10-ELEC ROOM-0011 | ADP-O-L17-0004-LV-BB-0002 | (8nos. ISO) ADP-O-L10-0001-LV-ISO-0001,ADP-O-L10-0002-LV-ISO-0001,ADP-O-L10-0003-LV-ISO-0001,ADP-O-L10-0004-LV-ISO-0001,ADP-O-L10-0005-LV-ISO-0001,ADP-O-L10-0006-LV-ISO-0001,ADP-O-L10-0007-LV-ISO-0001 & ADP-O-L10-0008-LV-ISO-0001 | 8
ADP-O-L11-0011-LV-SMDB-0001 | O | SMDB | L11 | 1 | L11-ELEC ROOM-0011 | ADP-O-B01-0013-LV-BB-0004 | ADP-O-L011-0011-LV-DIMPNL-0001 & ADP-O-L11-0011-LV-DB-0001 | 2
ADP-O-L11-0011-LV-SMDB-0002 | O | SMDB | L11 | 2 | L11-ELEC ROOM-0011 | ADP-O-L17-0004-LV-BB-0002 | (8nos. ISO) ADP-O-L11-0001-LV-ISO-0001,ADP-O-L11-0002-LV-ISO-0001,ADP-O-L11-0003-LV-ISO-0001,ADP-O-L11-0004-LV-ISO-0001,ADP-O-L11-0005-LV-ISO-0001,ADP-O-L11-0006-LV-ISO-0001,ADP-O-L11-0007-LV-ISO-0001 & ADP-O-L11-0008-LV-ISO-0001 | 8
ADP-O-L11-0011-LV-ESMDB-0001 | O | SMDB | L11 | 3 | L11-ELEC ROOM-0011 | ADP-O-B01-0013-LV-BB-0005 | ADP-O-L011-0011-LV-EDIMPNL-0001,ADP-O-L11-0011-LV-EDB-0001 & ADP-O-L11-0011-LV-EDB-0002 | 3
ADP-O-L12-0011-LV-SMDB-0001 | O | SMDB | L12 | 1 | L12-ELEC ROOM-0011 | ADP-O-L17-0004-LV-BB-0008 | (8nos. ISO) ADP-O-L12-0001-LV-ISO-0001,ADP-O-L12-0002-LV-ISO-0001,ADP-O-L12-0003-LV-ISO-0001,ADP-O-L12-0004-LV-ISO-0001,ADP-O-L12-0005-LV-ISO-0001,ADP-O-L12-0006-LV-ISO-0001,ADP-O-L12-0007-LV-ISO-0001 & ADP-O-L12-0008-LV-ISO-0001 | 8
ADP-O-L14-0011-LV-SMDB-0001 | O | SMDB | L14 | 1 | L14-ELEC ROOM-0011 | ADP-O-L17-0004-LV-BB-0008 | (8nos. ISO) ADP-O-L14-0001-LV-ISO-0001,ADP-O-L14-0002-LV-ISO-0001,ADP-O-L14-0003-LV-ISO-0001,ADP-O-L14-0004-LV-ISO-0001,ADP-O-L14-0005-LV-ISO-0001,ADP-O-L14-0006-LV-ISO-0001,ADP-O-L14-0007-LV-ISO-0001 & ADP-O-L14-0008-LV-ISO-0001 | 8
ADP-O-L15-0011-LV-SMDB-0001 | O | SMDB | L15 | 1 | L15-ELEC ROOM-0011 | ADP-O-L17-0004-LV-BB-0008 | (8nos. ISO) ADP-O-L15-0001-LV-ISO-0001,ADP-O-L15-0002-LV-ISO-0001,ADP-O-L15-0003-LV-ISO-0001,ADP-O-L15-0004-LV-ISO-0001,ADP-O-L15-0005-LV-ISO-0001,ADP-O-L15-0006-LV-ISO-0001,ADP-O-L15-0007-LV-ISO-0001 & ADP-O-L15-0008-LV-ISO-0001 | 8
ADP-O-L16-0011-LV-SMDB-0001 | O | SMDB | L16 | 1 | L16-ELEC ROOM-0011 | ADP-O-L17-0004-LV-BB-0008 | (8nos. ISO) ADP-O-L16-0001-LV-ISO-0001,ADP-O-L16-0002-LV-ISO-0001,ADP-O-L16-0003-LV-ISO-0001,ADP-O-L16-0004-LV-ISO-0001,ADP-O-L16-0005-LV-ISO-0001,ADP-O-L16-0006-LV-ISO-0001,ADP-O-L16-0007-LV-ISO-0001 & ADP-O-L16-0008-LV-ISO-0001 | 8
ADP-O-L17-0007-LV-SMDB-0001 | O | SMDB | L17 | 1 | L17-ELEC ROOM-0007 | ADP-O-L17-0004-LV-MDB-0001 | ADP-O-L17-0007-LV-DIMPNL-0001,ADP-O-L17-0007-LV-DB-0001 & ADP-O-L17-0007-LV-DB-0002 | 3
ADP-O-L17-0007-LV-ESMDB-0001 | O | SMDB | L17 | 2 | L17-ELEC ROOM-0007 | ADP-O-B01-0013-LV-BB-0005 | ADP-O-L17-0001-LV-EMCC-0001,ADP-O-L17-0007-LV-EDIMPNL-0001,ADP-O-L17-0007-LV-EDB-0001 & ADP-O-L17-0007-LV-EDB-0003 | 4
ADP-O-L17-0005-LV-ESMDB-0001 | O | SMDB | L17 | 3 | L17-ELEC ROOM-0005 | ADP-O-L17-0005-LV-UPS-0001(60kVA) | ADP-O-L10-0011-LV-UPSDB-0001,ADP-O-L16-0011-LV-UPSDB-0001,ADP-O-L21-0011-LV-UPSDB-0001,ADP-O-L27-0011-LV-UPSDB-0001 & ISO. FOR ADP-O-L17-0003-LV-UPS-0001 (15kVA) | 5
ADP-O-L18-0011-LV-SMDB-0001 | O | SMDB | L18 | 1 | L18-ELEC ROOM-0011 | ADP-O-L17-0004-LV-BB-0009 | (8nos. ISO) ADP-O-L18-0001-LV-ISO-0001,ADP-O-L18-0002-LV-ISO-0001,ADP-O-L18-0003-LV-ISO-0001,ADP-O-L18-0004-LV-ISO-0001,ADP-O-L18-0005-LV-ISO-0001,ADP-O-L18-0006-LV-ISO-0001,ADP-O-L18-0007-LV-ISO-0001 & ADP-O-L18-0008-LV-ISO-0001 | 8
ADP-O-L19-0011-LV-SMDB-0001 | O | SMDB | L19 | 1 | L19-ELEC ROOM-0011 | ADP-O-L17-0004-LV-BB-0009 | (8nos. ISO) ADP-O-L19-0001-LV-ISO-0001,ADP-O-L19-0002-LV-ISO-0001,ADP-O-L19-0003-LV-ISO-0001,ADP-O-L19-0004-LV-ISO-0001,ADP-O-L19-0005-LV-ISO-0001,ADP-O-L19-0006-LV-ISO-0001,ADP-O-L19-0007-LV-ISO-0001 & ADP-O-L19-0008-LV-ISO-0001 | 8
ADP-O-L19-0011-LV-ESMDB-0001 | O | SMDB | L19 | 2 | L18-ELEC ROOM-0011 | ADP-O-B01-0013-LV-BB-0009 | LIFT-OP8, LIFT-OP9, LIFT-OP10 & LIFT -OP11 | 4
ADP-O-L20-0011-LV-SMDB-0001 | O | SMDB | L20 | 1 | L20-ELEC ROOM-0011 | ADP-O-L17-0004-LV-BB-0009 | (8nos. ISO) ADP-O-L20-0001-LV-ISO-0001,ADP-O-L20-0002-LV-ISO-0001,ADP-O-L20-0003-LV-ISO-0001,ADP-O-L20-0004-LV-ISO-0001,ADP-O-L20-0005-LV-ISO-0001,ADP-O-L20-0006-LV-ISO-0001,ADP-O-L20-0007-LV-ISO-0001 & ADP-O-L20-0008-LV-ISO-0001 | 8
ADP-O-L21-0011-LV-SMDB-0001 | O | SMDB | L21 | 1 | L21-ELEC ROOM-0011 | ADP-O-L17-0004-LV-BB-0009 | (8nos. ISO) ADP-O-L21-0001-LV-ISO-0001,ADP-O-L21-0002-LV-ISO-0001,ADP-O-L21-0003-LV-ISO-0001,ADP-O-L21-0004-LV-ISO-0001,ADP-O-L21-0005-LV-ISO-0001,ADP-O-L21-0006-LV-ISO-0001,ADP-O-L21-0007-LV-ISO-0001 & ADP-O-L21-0008-LV-ISO-0001 | 8
ADP-O-L22-0011-LV-SMDB-0001 | O | SMDB | L22 | 1 | L22-ELEC ROOM-0011 | ADP-O-L17-0004-LV-BB-0010 | ADP-O-L22-0011-LV-DIMPNL-0001 & ADP-O-L22-0011-LV-DB-0001 | 2
ADP-O-L22-0011-LV-SMDB-0002 | O | SMDB | L22 | 2 | L22-ELEC ROOM-0011 | ADP-O-L17-0004-LV-BB-0003 | (8nos. ISO) ADP-O-L22-0001-LV-ISO-0001,ADP-O-L22-0002-LV-ISO-0001,ADP-O-L22-0003-LV-ISO-0001,ADP-O-L22-0004-LV-ISO-0001,ADP-O-L22-0005-LV-ISO-0001,ADP-O-L22-0006-LV-ISO-0001,ADP-O-L22-0007-LV-ISO-0001 & ADP-O-L22-0008-LV-ISO-0001 | 8
ADP-O-L22-0011-LV-ESMDB-0001 | O | SMDB | L22 | 3 | L22-ELEC ROOM-0011 | ADP-O-B01-0013-LV-BB-0005 | ADP-O-L22-0011-LV-EDIMPNL-0001,ADP-O-L22-0011-LV-EDB-0001 & ADP-O-L22-0011-LV-EDB-0002 | 3
ADP-O-L23-0011-LV-SMDB-0001 | O | SMDB | L23 | 1 | L23-ELEC ROOM-0011 | ADP-O-L17-0004-LV-BB-0003 | (8nos. ISO) ADP-O-L23-0001-LV-ISO-0001,ADP-O-L23-0002-LV-ISO-0001,ADP-O-L23-0003-LV-ISO-0001,ADP-O-L23-0004-LV-ISO-0001,ADP-O-L23-0005-LV-ISO-0001,ADP-O-L23-0006-LV-ISO-0001,ADP-O-L23-0007-LV-ISO-0001 & ADP-O-L23-0008-LV-ISO-0001 | 8
ADP-O-L24-0011-LV-SMDB-0001 | O | SMDB | L24 | 1 | L24-ELEC ROOM-0011 | ADP-O-L17-0004-LV-BB-0003 | (8nos. ISO) ADP-O-L24-0001-LV-ISO-0001,ADP-O-L24-0002-LV-ISO-0001,ADP-O-L24-0003-LV-ISO-0001,ADP-O-L24-0004-LV-ISO-0001,ADP-O-L24-0005-LV-ISO-0001,ADP-O-L24-0006-LV-ISO-0001,ADP-O-L24-0007-LV-ISO-0001 & ADP-O-L24-0008-LV-ISO-0001 | 8
ADP-O-L25-0011-LV-SMDB-0001 | O | SMDB | L25 | 1 | L25-ELEC ROOM-0011 | ADP-O-L17-0004-LV-BB-0004 | (8nos. ISO) ADP-O-L25-0001-LV-ISO-0001,ADP-O-L25-0002-LV-ISO-0001,ADP-O-L25-0003-LV-ISO-0001,ADP-O-L25-0004-LV-ISO-0001,ADP-O-L25-0005-LV-ISO-0001,ADP-O-L25-0006-LV-ISO-0001,ADP-O-L25-0007-LV-ISO-0001 & ADP-O-L25-0008-LV-ISO-0001 | 8
ADP-O-L26-0011-LV-SMDB-0001 | O | SMDB | L26 | 1 | L26-ELEC ROOM-0011 | ADP-O-L17-0004-LV-BB-0010 | ADP-O-L26-0011-LV-DIMPNL-0001,ADP-O-L26-0011-LV-DB-0001 & ADP-O-L26-0011-LV-DB-0002 | 3
ADP-O-L26-0011-LV-SMDB-0002 | O | SMDB | L26 | 2 | L26-ELEC ROOM-0011 | ADP-O-L17-0004-LV-BB-0004 | (8nos. ISO) ADP-O-L26-0001-LV-ISO-0001,ADP-O-L26-0002-LV-ISO-0001,ADP-O-L26-0003-LV-ISO-0001,ADP-O-L26-0004-LV-ISO-0001,ADP-O-L26-0005-LV-ISO-0001,ADP-O-L26-0006-LV-ISO-0001,ADP-O-L26-0007-LV-ISO-0001 & ADP-O-L26-0008-LV-ISO-0001 | 8
ADP-O-L26-0011-LV-ESMDB-0001 | O | SMDB | L26 | 3 | L26-ELEC ROOM-0011 | ADP-O-B01-0013-LV-BB-0005 | ADP-O-L28-0015-LV-EMCC-0002,ADP-O-L26-0011-LV-EDIMPNL-0001,ADP-O-L26-0011-LV-EDB-0001,ADP-O-L26-0011-LV-EDB-0002 & LIFT-OS2 via ATS | 5
ADP-O-L27-0011-LV-SMDB-0001 | O | SMDB | L27 | 1 | L27-ELEC ROOM-0011 | ADP-O-L17-0004-LV-BB-0004 | (8nos. ISO) ADP-O-L27-0001-LV-ISO-0001,ADP-O-L27-0002-LV-ISO-0001,ADP-O-L27-0003-LV-ISO-0001,ADP-O-L27-0004-LV-ISO-0001,ADP-O-L27-0005-LV-ISO-0001,ADP-O-L27-0006-LV-ISO-0001,ADP-O-L27-0007-LV-ISO-0001 & ADP-O-L27-0008-LV-ISO-0001 | 8
ADP-O-L28-0003-LV-ESMDB-0001 | O | SMDB | L28 | 1 | L28-ELEC ROOM-0003 | ADP-O-B01-0013-LV-BB-0007 | LIFT-OP4, LIFT-OP5, LIFT-OP6, LIFT-OP7 & LIFT-OS2 via ATS | 5
ADP-H-B01-0021-LV-ESMDB-0001 | H | SMDB | B01 | 1 | B01-ELEC ROOM | ADP-H-B01-0073-LV-EMDB-0002 | ADP-H-B01-0043-LV-EDLP-001,ADP-H-B01-0043-LV-EDB-001,ADP-H-B01-0080-LV-EDB-001,HOLDING COLD ROOM, COLD PREP. AREA, SERVERY, ADP-H-B01-0082-LV-EMCC-0001 & ADP-H-L03-0101-LV-EMCC-0002 | 8
ADP-H-B01-0073-LV-ESMDB-0002 | H | SMDB | B01 | 2 | B01-Block H, LV Room-0073 | ADP-H-B01-0073-LV-ATS-0002 | CB-H UNIT,ADP-H-B01-0073-LV-BB-0016,ADP-H-B01-0019-LV-EMCC-0001,ADP-H-B01-0075-LV-UPS-0001 & ADP-H-B01-0005-LV-UPS-0001 | 5
ADP-H-B01-0002-LV-ESMDB-0001 | H | SMDB | B01 | 3 | B01-ELEC ROOM | ADP-H-B01-0005-LV-UPS-0001 | ADP-H-L01-0028-LV-UPSDB-0001,ADP-H-L01-0028-LV-UPSDB-0002,ADP-H-L02-0002-LV-UPSDB-0001,ADP-H-L05-0002-LV-UPSDB-0001,ADP-H-L05-0002-LV-UPSDB-0001 & Power Supply for 7 Nos of Transformer Thermo Controller Device. | 6
ADP-H-B01-0015-LV-SMDB-0001 | H | SMDB | B01 | 4 | B01-ELEC ROOM | ADP-H-B01-0073-LV-MDB-0003 | ADP-H-B01-0043-LV-LDP-0001,ADP-H-B01-0044-LV-DB-0003,ADP-H-B01-0044-LV-DB-0001,ADP-H-B01-0080-LV-DB-0001,ADP-H-B01-0044-LV-DB-0002 ,BAKERY, HOT KITCHEN/1,HOT KITCHEN/2,FOR HOOD & UTENSILS WASHING | 10
ADP-H-B01-0009-LV-SMDB-0001 | H | SMDB | B01 | 5 | B01-ELECT CLOSET (Laundry Area) | ADP-H-B01-0073-LV-MDB-0005 | ADP-H-B01-0009-LV-DB-0001,4Nos.WASHER EXTRACTOR, 2Nos TUMBLE DRYER, DRY CLEANING MACHINE,FLATWORK IRONER,LEGGER PRESS,MUSHROOM PRESS & COLLAR & CUFF PRESS | 12
ADP-H-B01-0078-LV-ESMDB-0001 | H | SMDB | B01 | 6 | B01-ELEC ROOM | ADP-H-B01-0078-LV-UPS-0001 | ADP-H-L01-0017-LV-UPSDB-0001,ADP-H-L03-0009-LV-UPSDB-0001,ADP-H-L05-0009-LV-UPSDB-0001 & ADP-H-L09-0009-LV-UPSDB-0001 | 4
ADP-H-B01-0073-LV-ESMDB-0001 | H | SMDB | B01 | 7 | B01-Block H, LV Room-0073 | ADP-H-B01-0073-LV-EMDB-0001 | CB-AP UNIT, ADP-H-B01-0078-LV-UPS-0001 & ADP-H-B01-0073-LV-BB-0026 | 3
ADP-H-L01-0048-LV-ESMDB-0001 | H | SMDB | L01 | 1 | L01-ELEC ROOM | ADP-H-B01-0073-LV-BB-0014 | ADP-H-B01-0002-LV-EDB-0001,ADP-H-B01-0002-LV-EDB-0002,ADP-H-L01-0028-LV-EDB-0001,ADP-H-L01-0024-LV-EDB-0001,ADP-H-L02-0002-LV-ELDB-0001,ADP-H-L01-0028-LV-ELDB-0001,ADP-H-L01-0048-LV-ELDB-0001,ADP-H-L02-0004-LV-EDB-0001,ADP-H-L02-0006-LV-EMCC-0002,EMCC-FOP/H & OUN-1 | 11
ADP-H-L01-0028-LV-SMDB-0001 | H | SMDB | L01 | 2 | L01-ELEC ROOM | ADP-H-B01-0073-LV-BB-0023 | ADP-H-L01-0024-LV-DB-0002,ADP-H-L01-0024-LV-DB-0003,ADP-H-L01-0024-LV-DB-0001,BULK BREWER,LINK BAR,BAR 1 &2,ROOM SERVICE, SERVICE BAR,HOT&COLD BUFFET, 2 ALL DAY DINING,HOT KITCHEN 1&2 | 14
ADP-H-L02-0002-LV-SMDB-0001 | H | SMDB | L02 | 1 | L02-Elect Room-0002 | ADP-H-B01-0073-LV-BB-0022 | ADP-H-B01-0002-LV-DB-0001,ADP-H-L08-0002-LV-DIMPNL-0001,ADP-H-L02-0002-LV-DIMPNL-0001,ADP-H-L03-0002-LV-DIMPNL-0001,ADP-H-L03-0002-LV-DB-0001,ADP-H-L03-0002-LV-DB-0002,ADP-H-L02-0004-LV-LDB-0001,ADP-H-L01-0028-LV-LDB-0001,ADP-H-L01-0048-LV-LDB-0001,ADP-H-L02-0008-LV-LDB-0001 & TRASH CHUT EQUIP. | 11
ADP-H-L03-0002-LV-ESMDB-0001 | H | SMDB | L03 | 1 | L02-Elect Room-0002 | ADP-H-B01-0073-LV-BB-0014 | ADP-H-L02-0002-LV-EDIMPNL-0001,ADP-H-L03-0002-LV-EDIMPNL-0001,ADP-H-L03-0040-LV-EDIMPNL-0001,ADP-H-L03-0002-LV-EDB-0001,ADP-H-L03-0040-LV-EDB-0001 & ADP-H-L03-0102-LV-EDB-0001 | 6
ADP-H-L03-0011-LV-ESMDB-0001 | H | SMDB | L03 | 2 | L03-Elect Room-0011 | ADP-H-L03-0000-LV-ATS-0005 | ADP-H-L03-0039-LV-EDIMPNL-0001,ADP-H-L03-0039-LV-UPSDB-0001,ADP-H-L03-0039-LV-EMCC-0001 & ADP-H-L03-0039-LV-EMCC-0002 | 4
ADP-H-L03-0039-LV-SMDB-0001 | H | SMDB | L03 | 3 | L03-Elect Room-0039 | ADP-H-B01-0073-LV-MDB-0003 | ADP-H-L03-0039-LV-DIMPNL-0001,ADP-H-L03-0039-LV-DB-0001,2Nos. SAUNA & STEAM | 5
ADP-H-L03-0002-LV-SMDB-0001 | H | SMDB | L03 | 4 | L03-Elect Room-0002 | ADP-H-B01-0073-LV-BB-0017 | LIFT-H1, LIFT-H2 & LIFT-H3 | 3
ADP-H-L03-0040-LV-SMDB-0001 | H | SMDB | L03 | 5 | L03-Elect Room-0040 | ADP-H-B01-0073-LV-BB-0017 | ADP-H-L03-0040-LV-DIMPNL-0001 & ADP-H-L03-0040-LV-DB-0001 | 2
ADP-H-L03-0102-LV-SMDB-0001 | H | SMDB | L03 | 6 | L03-Elect Room-0102 | ADP-H-B01-0073-LV-BB-0023 | ADP-H-L03-0102-LV-DB-0001, HOT KITCHEN,HOT KITCHEN PASS COUNTER,HOT KITCHEN RIBBED,RACK DISWASHER,3Nos. WALL MTD.BULK BREWER,3Nos. COMBINATION OVEN | 11
ADP-H-L03-0016-LV-SMDB-0001 | H | SMDB | L03 | 7 | L03-Elect Room-0016 | ADP-H-B01-0073-LV-BB-0025 | ADP-H-L03-0339-LV-DB-0001,ADP-H-L03-0340-LV-DB-0001,ADP-H-L03-0341-LV-DB-0001,ADP-H-L03-0343-LV-DB-0001,ADP-H-L03-0344-LV-DB-0001,ADP-H-L03-0345-LV-DB-0001,ADP-H-L03-0346-LV-DB-0001,ADP-H-L03-0347-LV-DB-0001,ADP-H-L03-0348-LV-DB-0001,ADP-H-L03-0349-LV-DB-0001,ADP-H-L03-0016-LV-LDB-0001,ADP-H-L03-0016-LV-DB-0002,ADP-H-L03-0016-LV-DB-0003,ADP-H-L03-0016-LV-DIMPNL-0001 & ADP-H-L03-0016-LV-DB-0001 | 15
ADP-H-L04-0009-LV-SMDB-0001 | H | SMDB | L04 | 1 | L04-Elect Room-0009 | ADP-H-B01-0073-LV-BB-0025 | ADP-H-L04-0431-LV-DB-0001,ADP-H-L04-0433-LV-DB-0001,ADP-H-L04-0434-LV-DB-0001,ADP-H-L04-0435-LV-DB-0001,ADP-H-L04-0436-LV-DB-0001,ADP-H-L04-0437-LV-DB-0001,ADP-H-L04-0438-LV-DB-0001,ADP-H-L04-0439-LV-DB-0001,ADP-H-L04-0440-LV-DB-0001,ADP-H-L04-0441-LV-DB-0001,ADP-H-L04-0442-LV-DB-0001,ADP-H-L04-0443-LV-DB-0001,ADP-H-L04-0444-LV-DB-0001,ADP-H-L04-0445-LV-DB-0001,ADP-H-L04-0446-LV-DB-0001,ADP-H-L04-0447-LV-DB-0001,ADP-H-L04-0448-LV-DB-0001 & ADP-H-L04-0449-LV-DB-0001 | 18
ADP-H-L04-0002-LV-SMDB-0001 | H | SMDB | L04 | 2 | L04-Elect Room-0002 | ADP-H-B01-0073-LV-BB-0022 | ADP-H-L04-0401-LV-DB-0001,ADP-H-L04-0402-LV-DB-0001,ADP-H-L04-0403-LV-DB-0001,ADP-H-L04-0404-LV-DB-0001,ADP-H-L04-0405-LV-DB-0001,ADP-H-L04-0407-LV-DB-0001,ADP-H-L04-0409-LV-DB-0001,ADP-H-L04-0411-LV-DB-0001,ADP-H-L04-0413-LV-DB-0001,ADP-H-L04-0415-LV-DB-0001,ADP-H-L04-0416-LV-DB-0001,ADP-H-L04-0417-LV-DB-0001,ADP-H-L04-0418-LV-DB-0001,ADP-H-L04-0419-LV-DB-0001,ADP-H-L04-0420-LV-DB-0001,ADP-H-L04-0421-LV-DB-0001,ADP-H-L04-0422-LV-DB-0001,ADP-H-L04-0423-LV-DB-0001,ADP-H-L04-0424-LV-DB-0001,ADP-H-L04-0425-LV-DB-0001,ADP-H-L04-0426-LV-DB-0001,ADP-H-L04-0427-LV-DB-0001 &ADP-H-L04-0429-LV-DB-0001 | 23
ADP-H-L05-0009-LV-SMDB-0001 | H | SMDB | L05 | 1 | L05-ELEC ROOM | ADP-H-B01-0073-LV-BB-0025 | ADP-H-L05-0531-LV-DB-0001,ADP-H-L05-0533-LV-DB-0001,ADP-H-L05-0534-LV-DB-0001,ADP-H-L05-0535-LV-DB-0001,ADP-H-L05-0536-LV-DB-0001,ADP-H-L05-0537-LV-DB-0001,ADP-H-L05-0538-LV-DB-0001,ADP-H-L05-0539-LV-DB-0001,ADP-H-L05-0540-LV-DB-0001,ADP-H-L05-0541-LV-DB-0001,ADP-H-L05-0542-LV-DB-0001,ADP-H-L05-0543-LV-DB-0001,ADP-H-L05-0544-LV-DB-0001,ADP-H-L05-0545-LV-DB-0001,ADP-H-L05-0546-LV-DB-0001,ADP-H-L05-0547-LV-DB-0001,ADP-H-L05-0548-LV-DB-0001 & ADP-H-L05-0549-LV-DB-0001 | 18
ADP-H-L05-0002-LV-SMDB-0001 | H | SMDB | L05 | 2 | L05-ELEC ROOM | ADP-H-B01-0073-LV-BB-0022 | ADP-H-L05-0501-LV-DB-0001,ADP-H-L05-0502-LV-DB-0001,ADP-H-L05-0503-LV-DB-0001,ADP-H-L05-0504-LV-DB-0001,ADP-H-L05-0505-LV-DB-0001,ADP-H-L05-0507-LV-DB-0001,ADP-H-L05-0509-LV-DB-0001,ADP-H-L05-0511-LV-DB-0001,ADP-H-L05-0513-LV-DB-0001,ADP-H-L05-0515-LV-DB-0001,ADP-H-L05-0516-LV-DB-0001,ADP-H-L05-0517-LV-DB-0001,ADP-H-L05-0518-LV-DB-0001,ADP-H-L05-0519-LV-DB-0001,ADP-H-L05-0520-LV-DB-0001,ADP-H-L05-0521-LV-DB-0001,ADP-H-L05-0522-LV-DB-0001,ADP-H-L05-0523-LV-DB-0001,ADP-H-L05-0524-LV-DB-0001,ADP-H-L05-0525-LV-DB-0001,ADP-H-L05-0526-LV-DB-0001,ADP-H-L05-0527-LV-DB-0001 &ADP-H-L05-0529-LV-DB-0001 | 23
ADP-H-L06-0009-LV-SMDB-0001 | H | SMDB | L06 | 1 | L06-ELEC ROOM | ADP-H-B01-0073-LV-BB-0024 | ADP-H-L06-0631-LV-DB-0001,ADP-H-L06-0633-LV-DB-0001,ADP-H-L06-0634-LV-DB-0001,ADP-H-L06-0635-LV-DB-0001,ADP-H-L06-0636-LV-DB-0001,ADP-H-L06-0637-LV-DB-0001,ADP-H-L06-0638-LV-DB-0001,ADP-H-L06-0639-LV-DB-0001,ADP-H-L06-0640-LV-DB-0001,ADP-H-L06-0641-LV-DB-0001,ADP-H-L06-0642-LV-DB-0001,ADP-H-L06-0643-LV-DB-0001,ADP-H-L06-0644-LV-DB-0001,ADP-H-L06-0645-LV-DB-0001,ADP-H-L06-0646-LV-DB-0001,ADP-H-L06-0647-LV-DB-0001,ADP-H-L06-0648-LV-DB-0001, ADP-H-L06-0649-LV-DB-0001,ADP-H-L06-0009-LV-DB-0001 & ADP-H-L06-0009-LV-DIMPNL-0001 | 20
ADP-H-L06-0009-LV-ESMDB-0001 | H | SMDB | L06 | 2 | L06-ELEC ROOM | ADP-H-B01-0073-LV-BB-0028 | ADP-H-L06-0009-LV-EDIMPNL-0001,ADP-H-L06-0009-EDB-0001,ADP-H-L06-0002-LV-EDB-0004,ADP-H-L03-0016-LV-EDB-0003,ADP-H-L03-0016-LV-EDB-0002,ADP-H-L03-0016-LV-EDIMPNL-0001 & EDLP-SER9/AP | 7
ADP-H-L06-0002-LV-SMDB-0001 | H | SMDB | L06 | 3 | L06-ELEC ROOM | ADP-H-B01-0073-LV-BB-0022 | ADP-H-L06-0601-LV-DB-0001,ADP-H-L06-0603-LV-DB-0001,ADP-H-L06-0604-LV-DB-0001,ADP-H-L06-0605-LV-DB-0001,ADP-H-L06-0607-LV-DB-0001,ADP-H-L06-0609-LV-DB-0001,ADP-H-L06-0611-LV-DB-0001,ADP-H-L06-0613-LV-DB-0001,ADP-H-L06-0615-LV-DB-0001,ADP-H-L06-0616-LV-DB-0001,ADP-H-L06-0617-LV-DB-0001,ADP-H-L06-0618-LV-DB-0001,ADP-H-L06-0619-LV-DB-0001,ADP-H-L06-0620-LV-DB-0001,ADP-H-L06-0621-LV-DB-0001,ADP-H-L06-0622-LV-DB-0001,ADP-H-L06-0623-LV-DB-0001,ADP-H-L06-0624-LV-DB-0001,ADP-H-L06-0625-LV-DB-0001,ADP-H-L06-0626-LV-DB-0001,ADP-H-L06-0627-LV-DB-000 ,ADP-H-L06-0629-LV-DB-0001,ADP-H-L06-0002-LV-DB-0001 & ADP-H-L06-0002-LV-DIMPNL-0001 | 24
ADP-H-L06-0002-LV-ESMDB-0001 | H | SMDB | L06 | 4 | L06-ELEC ROOM | ADP-H-B01-0073-LV-BB-0014 | ADP-H-L06-0002-LV-EDIMPNL-0001,ADP-H-L06-0002-LV-EDB-0001,ADP-H-L06-0002-LV-EDB-0002 & ADP-H-L06-0002-LV-EDB-0003 | 4
ADP-H-L07-0009-LV-SMDB-0001 | H | SMDB | L07 | 1 | L07-ELEC ROOM | ADP-H-B01-0073-LV-BB-0024 | ADP-H-L07-0731-LV-DB-0001,ADP-H-L07-0733-LV-DB-0001,ADP-H-L07-0734-LV-DB-0001,ADP-H-L07-0735-LV-DB-0001,ADP-H-L07-0736-LV-DB-0001,ADP-H-L07-0737-LV-DB-0001,ADP-H-L07-0738-LV-DB-0001,ADP-H-L07-0739-LV-DB-0001,ADP-H-L07-0740-LV-DB-0001,ADP-H-L07-0741-LV-DB-0001,ADP-H-L07-0742-LV-DB-0001,ADP-H-L07-0743-LV-DB-0001,ADP-H-L07-0744-LV-DB-0001,ADP-H-L07-0745-LV-DB-0001,ADP-H-L07-0746-LV-DB-0001,ADP-H-L07-0747-LV-DB-0001,ADP-H-L07-0748-LV-DB-0001 & ADP-H-L07-0749-LV-DB-0001 | 18
ADP-H-L07-0002-LV-SMDB-0001 | H | SMDB | L07 | 2 | L07-ELEC ROOM | ADP-H-B01-0073-LV-BB-0021 | ADP-H-L07-0701-LV-DB-0001,ADP-H-L07-0703-LV-DB-0001,ADP-H-L07-0704-LV-DB-0001,ADP-H-L07-0705-LV-DB-0001,ADP-H-L07-0707-LV-DB-0001,ADP-H-L07-0709-LV-DB-0001,ADP-H-L07-0711-LV-DB-0001,ADP-H-L07-0713-LV-DB-0001,ADP-H-L07-0715-LV-DB-0001,ADP-H-L07-0716-LV-DB-0001,ADP-H-L07-0717-LV-DB-0001,ADP-H-L07-0718-LV-DB-0001,ADP-H-L07-0719-LV-DB-0001,ADP-H-L07-0720-LV-DB-0001,ADP-H-L07-0721-LV-DB-0001,ADP-H-L07-0722-LV-DB-0001,ADP-H-L07-0723-LV-DB-0001,ADP-H-L07-0724-LV-DB-0001,ADP-H-L07-0725-LV-DB-0001,ADP-H-L07-0726-LV-DB-0001,ADP-H-L07-0727-LV-DB-0001 &ADP-H-L07-0729-LV-DB-0001 | 22
ADP-H-L08-0009-LV-SMDB-0001 | H | SMDB | L08 | 1 | L08-ELEC ROOM | ADP-H-B01-0073-LV-BB-0024 | ADP-H-L08-0831-LV-DB-0001,ADP-H-L08-0833-LV-DB-0001,ADP-H-L08-0834-LV-DB-0001,ADP-H-L08-0835-LV-DB-0001,ADP-H-L08-0836-LV-DB-0001,ADP-H-L08-0837-LV-DB-0001,ADP-H-L08-0838-LV-DB-0001,ADP-H-L08-0839-LV-DB-0001,ADP-H-L08-0840-LV-DB-0001,ADP-H-L08-0841-LV-DB-0001,ADP-H-L08-0842-LV-DB-0001,ADP-H-L08-0843-LV-DB-0001,ADP-H-L08-0844-LV-DB-0001,ADP-H-L08-0845-LV-DB-0001,ADP-H-L08-0846-LV-DB-0001,ADP-H-L08-0847-LV-DB-0001,ADP-H-L08-0848-LV-DB-0001, ADP-H-L08-0849-LV-DB-0001 & ADP-H-L09-0009-LV-DB-0001 | 19
ADP-H-L08-0002-LV-SMDB-0001 | H | SMDB | L08 | 2 | L08-ELEC ROOM | ADP-H-B01-0073-LV-BB-0021 | ADP-H-L08-0801-LV-DB-0001,ADP-H-L08-0803-LV-DB-0001,ADP-H-L08-0804-LV-DB-0001,ADP-H-L08-0805-LV-DB-0001,ADP-H-L08-0807-LV-DB-0001,ADP-H-L08-0809-LV-DB-0001,ADP-H-L08-0811-LV-DB-0001,ADP-H-L08-0813-LV-DB-0001,ADP-H-L08-0815-LV-DB-0001,ADP-H-L08-0816-LV-DB-0001,ADP-H-L08-0817-LV-DB-0001,ADP-H-L08-0818-LV-DB-0001,ADP-H-L08-0819-LV-DB-0001,ADP-H-L08-0820-LV-DB-0001,ADP-H-L08-0821-LV-DB-0001,ADP-H-L08-0822-LV-DB-0001,ADP-H-L08-0823-LV-DB-0001,ADP-H-L08-0824-LV-DB-0001,ADP-H-L08-0825-LV-DB-0001,ADP-H-L08-0826-LV-DB-0001,ADP-H-L08-0827-LV-DB-0001 &ADP-H-L08-0829-LV-DB-0001 | 22
ADP-H-L09-0002-LV-SMDB-0001 | H | SMDB | L09 | 1 | L09-ELEC ROOM | ADP-H-B01-0073-LV-BB-0021 | ADP-H-L09-0901-LV-DB-0001,ADP-H-L09-0903-LV-DB-0001,ADP-H-L09-0904-LV-DB-0001,ADP-H-L09-0905-LV-DB-0001,ADP-H-L09-0907-LV-DB-0001,ADP-H-L09-0909-LV-DB-0001,ADP-H-L09-0911-LV-DB-0001,ADP-H-L09-0913-LV-DB-0001,ADP-H-L09-0915-LV-DB-0001,ADP-H-L09-0916-LV-DB-0001,ADP-H-L09-0917-LV-DB-0001,ADP-H-L09-0918-LV-DB-0001,ADP-H-L09-0919-LV-DB-0001,ADP-H-L09-0920-LV-DB-0001,ADP-H-L09-0921-LV-DB-0001,ADP-H-L09-0922-LV-DB-0001,ADP-H-L09-0923-LV-DB-0001,ADP-H-L09-0924-LV-DB-0001,ADP-H-L09-0925-LV-DB-0001,ADP-H-L09-0926-LV-DB-0001,ADP-H-L09-0927-LV-DB-0001 &ADP-H-L09-0929-LV-DB-0001 | 22
ADP-H-L10-0002-LV-SMDB-0001 | H | SMDB | L10 | 1 | L10-ELEC ROOM | ADP-H-B01-0073-LV-BB-0020 | ADP-H-L10-1001-LV-DB-0001,ADP-H-L10-1003-LV-DB-0001,ADP-H-L10-1004-LV-DB-0001,ADP-H-L10-1005-LV-DB-0001,ADP-H-L10-1007-LV-DB-0001,ADP-H-L10-1009-LV-DB-0001,ADP-H-L10-1011-LV-DB-0001,ADP-H-L10-1013-LV-DB-0001,ADP-H-L10-1015-LV-DB-0001,ADP-H-L10-1016-LV-DB-0001,ADP-H-L10-1017-LV-DB-0001,ADP-H-L10-1018-LV-DB-0001,ADP-H-L10-1019-LV-DB-0001,ADP-H-L10-1020-LV-DB-0001,ADP-H-L10-1021-LV-DB-0001,ADP-H-L10-1022-LV-DB-0001,ADP-H-L10-1023-LV-DB-0001,ADP-H-L10-1024-LV-DB-0001,ADP-H-L10-1025-LV-DB-0001,ADP-H-L10-1026-LV-DB-0001,ADP-H-L10-1027-LV-DB-0001,ADP-H-L10-1029-LV-DB-0001,ADP-H-L10-0002-LV-DIMPNL-0001 & ADP-H-L10-0002-LV-DB-0001 | 24
ADP-H-L10-0009-LV-ESMDB-0001 | H | SMDB | L10 | 2 | L10-ELEC ROOM | ADP-H-B01-0073-LV-BB-0026 | LIFT-H7, LIFT-H8, LIFT-HS3 & LIFT-HS4 (via ATS) | 4
ADP-H-L11-0002-LV-SMDB-0001 | H | SMDB | L11 | 1 | L11-ELEC ROOM | ADP-H-B01-0073-LV-BB-0020 | ADP-H-L11-1101-LV-DB-0001,ADP-H-L11-1103-LV-DB-0001,ADP-H-L11-1104-LV-DB-0001,ADP-H-L11-1105-LV-DB-0001,ADP-H-L11-1107-LV-DB-0001,ADP-H-L11-1109-LV-DB-0001,ADP-H-L11-1111-LV-DB-0001,ADP-H-L11-1113-LV-DB-0001,ADP-H-L11-1115-LV-DB-0001,ADP-H-L11-1116-LV-DB-0001,ADP-H-L11-1117-LV-DB-0001,ADP-H-L11-1119-LV-DB-0001,ADP-H-L11-1121-LV-DB-0001,ADP-H-L11-1122-LV-DB-0001,ADP-H-L11-1123-LV-DB-0001,ADP-H-L11-1125-LV-DB-0001,ADP-H-L11-1126-LV-DB-0001,ADP-H-L11-1127-LV-DB-0001 & ADP-H-L11-1129-LV-DB-0001 | 19
ADP-H-L12-0002-LV-ESMDB-0002 | H | SMDB | L12 | 1 | L12-ELEC ROOM | ADP-H-B01-0073-LV-BB-0014 | ADP-H-L10-0002-LV-EDB-0002,ADP-H-L10-0002-LV-EDB-0003,ADP-H-L10-0002-LV-EDIMPNL-0001,ADP-H-L11-0002-LV-EDB-0001 & ADP-H-L14-0002-LV-EDB-0001 | 6
ADP-H-L12-0002-LV-SMDB-0001 | H | SMDB | L12 | 2 | L12-ELEC ROOM | ADP-H-B01-0073-LV-BB-0020 | ADP-H-L12-1201-LV-DB-0001,ADP-H-L12-1207-LV-DB-0001,ADP-H-L12-1209-LV-DB-0001,ADP-H-L12-1211-LV-DB-0001,ADP-H-L12-1213-LV-DB-0001,ADP-H-L12-1215-LV-DB-0001,ADP-H-L12-1216-LV-DB-0001,ADP-H-L12-1217-LV-DB-0001,ADP-H-L12-1219-LV-DB-0001,ADP-H-L12-1221-LV-DB-0001,ADP-H-L12-1222-LV-DB-0001,ADP-H-L12-1223-LV-DB-0001,ADP-H-L12-1225-LV-DB-0001,ADP-H-L12-1226-LV-DB-0001,ADP-H-L12-1227-LV-DB-0001,ADP-H-L12-1229-LV-DB-0001 & ADP-H-L14-0002-LV-DB-0001 | 17
ADP-H-L12-0002-LV-ESMDB-0001 | H | SMDB | L12 | 3 | L12-ELEC ROOM | ADP-H-B01-0073-LV-BB-0016 | LIFT-H4, LIFT-H5, LIFT-H6, LIFT-HS1 & LIFT-HS2 | 5
ADP-Z-B01-0009-LV-SMDB-0001 | Z | SMDB | B01 | 1 | B01-ELEC ROOM-0009 | ADP-Z-B01-0011-LV-MDB-0003 | ADP-Z-B01-0011-LV-DB-0001,ADP-Z-B03-0001-LV-DB-0001,ADP-Z-L01-0005-LV-DB-0001,ADP-Z-L04-0016-LV-DB-0001,ADP-Z-L07-0016-LV-DB-0001,ADP-Z-L10-0016-LV-DB-0001,ADP-Z-L14-0016-LV-DB-0001,ADP-Z-L16-0004-LV-DB-0001 & ADP-Z-L02-0146-LV-DB-0001 | 9
ADP-Z-B01-0005-LV-ESMDB-0001 | Z | SMDB | B01 | 2 | B01-ELEC ROOM-0005 | ADP-Z-B01-0001-LV-UPS-0001 (60 kVA) | ADP-Z-L01-0005-LV-UPSDB-0001,ADP-Z-L06-0016-LV-UPSDB-0001,ADP-Z-L11-0016-LV-UPSDB-0001 & ADP-Z-L16-0004-LV-UPSDB-0001 | 4
ADP-Z-B01-0004-LV-ESMDB-0001 | Z | SMDB | B01 | 3 | B01-ELEC ROOM-0004 | ADP-Z-B01-0011-LV-EMDB-0001 | HWP-U-B1-01/02/03(DUTY),HWP-U-B1-04(STNDBY), CHEMICAL DOSING PUMP | 5
ADP-Z-B01-0009-LV-ESMDB-0001 | Z | SMDB | B01 | 4 | B01-ELEC ROOM-0009 | ADP-Z-B01-0011-LV-EMDB-0001 | ADP-Z-B01-0001-LV-EDB-0001,ADP-Z-L01-0014-LV-EDB-0001,ADP-Z-B03-0001-LV-EDB-0001,ADP-Z-B01-0009-LV-EDB-0001,ADP-Z-B01-0011-LV-EDB-0001,ADP-Z-L02-0146-LV-EDB-0001,ADP-Z-L05-0016-LV-EDB-0001,ADP-Z-L08-0016-LV-EDB-0001,ADP-Z-L11-0016-LV-EDB-0001,ADP-Z-L15-0015-LV-EDB-0001,ADP-Z-L16-0004-LV-EDB-0001 & ADP-Z-L16-0004-LV-EDB-0002 | 12
ADP-Z-L03-0011-LV-SMDB-0001 | Z | SMDB | L03 | 1 | L03-ELEC ROOM-0011 | ADP-Z-B01-0011-LV-BB-0001 | ADP-Z-L03-1B03A-LV-DB-0001,ADP-Z-L03-1A05A-LV-DB-0001,ADP-Z-L03-1A06A-LV-DB-0001,ADP-Z-L03-3A02A-LV-DB-0001 & ADP-Z-L03-3A04A-LV-DB-0001 | 5
ADP-Z-L04-0016-LV-SMDB-0001 | Z | SMDB | L04 | 1 | L04-ELEC ROOM-0016 | ADP-Z-B01-0011-LV-BB-0001 | ADP-Z-L04-1S02C-LV-DB-0001,ADP-Z-L04-1S03C-LV-DB-0001,ADP-Z-L04-1A05A-LV-DB-0001,ADP-Z-L04-1A06A-LV-DB-0001,ADP-Z-L04-1B08A-LV-DB-0001,ADP-Z-L04-1A10A-LV-DB-0001,ADP-Z-L04-1A11A-LV-DB-0001,ADP-Z-L04-2A01A-LV-DB-0001,ADP-Z-L04-2A04A-LV-DB-0001,ADP-Z-L04-3A07A-LV-DB-0001 & ADP-Z-L04-3A09A-LV-DB-0001 | 11
ADP-Z-L05-0016-LV-SMDB-0001 | Z | SMDB | L05 | 1 | L05-ELEC ROOM-0016 | ADP-Z-B01-0011-LV-BB-0001 | ADP-Z-L05-1S02C-LV-DB-0001,ADP-Z-L05-1S03C-LV-DB-0001,ADP-Z-L05-1A05A-LV-DB-0001,ADP-Z-L05-1A06A-LV-DB-0001,ADP-Z-L05-1B08A-LV-DB-0001,ADP-Z-L05-1A10A-LV-DB-0001,ADP-Z-L05-1A11A-LV-DB-0001,ADP-Z-L05-2A01A-LV-DB-0001,ADP-Z-L05-2A04A-LV-DB-0001,ADP-Z-L05-3A07A-LV-DB-0001 & ADP-Z-L05-3A09A-LV-DB-0001 | 11
ADP-Z-L06-0016-LV-SMDB-0001 | Z | SMDB | L06 | 1 | L06-ELEC ROOM-0016 | ADP-Z-B01-0011-LV-BB-0001 | ADP-Z-L06-1S02C-LV-DB-0001,ADP-Z-L06-1S03C-LV-DB-0001,ADP-Z-L06-1A05A-LV-DB-0001,ADP-Z-L06-1A06A-LV-DB-0001,ADP-Z-L06-1B08A-LV-DB-0001,ADP-Z-L06-1A10A-LV-DB-0001,ADP-Z-L06-1A11A-LV-DB-0001,ADP-Z-L06-2A01A-LV-DB-0001,ADP-Z-L06-2A04A-LV-DB-0001,ADP-Z-L06-3A07A-LV-DB-0001 & ADP-Z-L06-3A09A-LV-DB-0001 | 11
ADP-Z-L07-0016-LV-SMDB-0001 | Z | SMDB | L07 | 1 | L07-ELEC ROOM-0016 | ADP-Z-B01-0011-LV-BB-0001 | ADP-Z-L07-1S02C-LV-DB-0001,ADP-Z-L07-1S03C-LV-DB-0001,ADP-Z-L07-1A05A-LV-DB-0001,ADP-Z-L07-1A06A-LV-DB-0001,ADP-Z-L07-1B08A-LV-DB-0001,ADP-Z-L07-1A10A-LV-DB-0001,ADP-Z-L07-1A11A-LV-DB-0001,ADP-Z-L07-2A01A-LV-DB-0001,ADP-Z-L07-2A04A-LV-DB-0001,ADP-Z-L07-3A07A-LV-DB-0001 & ADP-Z-L07-3A09A-LV-DB-0001 | 11
ADP-Z-L08-0016-LV-SMDB-0001 | Z | SMDB | L08 | 1 | L08-ELEC ROOM-0016 | ADP-Z-B01-0011-LV-BB-0001 | ADP-Z-L08-1S02C-LV-DB-0001,ADP-Z-L08-1S03C-LV-DB-0001,ADP-Z-L08-1A05A-LV-DB-0001,ADP-Z-L08-1A06A-LV-DB-0001,ADP-Z-L08-1B08A-LV-DB-0001,ADP-Z-L08-1A10A-LV-DB-0001,ADP-Z-L08-1A11A-LV-DB-0001,ADP-Z-L08-2A01A-LV-DB-0001,ADP-Z-L08-2A04A-LV-DB-0001,ADP-Z-L08-3A07A-LV-DB-0001 & ADP-Z-L08-3A09A-LV-DB-0001 | 11
ADP-Z-L09-0016-LV-SMDB-0001 | Z | SMDB | L09 | 1 | L09-ELEC ROOM-0016 | ADP-Z-B01-0011-LV-BB-0002 | ADP-Z-L09-1S02C-LV-DB-0001,ADP-Z-L09-1S03C-LV-DB-0001,ADP-Z-L09-1A05A-LV-DB-0001,ADP-Z-L09-1A06A-LV-DB-0001,ADP-Z-L09-1B08A-LV-DB-0001,ADP-Z-L09-1A10A-LV-DB-0001,ADP-Z-L09-1A11A-LV-DB-0001,ADP-Z-L09-2A01A-LV-DB-0001,ADP-Z-L09-2A04A-LV-DB-0001,ADP-Z-L09-3A07A-LV-DB-0001 & ADP-Z-L09-3A09A-LV-DB-0001 | 11
ADP-Z-L10-0016-LV-SMDB-0001 | Z | SMDB | L10 | 1 | L10-ELEC ROOM-0016 | ADP-Z-B01-0011-LV-BB-0002 | ADP-Z-L10-1S02C-LV-DB-0001,ADP-Z-L10-1S03C-LV-DB-0001,ADP-Z-L10-1A05A-LV-DB-0001,ADP-Z-L10-1A06A-LV-DB-0001,ADP-Z-L10-1B08A-LV-DB-0001,ADP-Z-L10-1A10A-LV-DB-0001,ADP-Z-L10-1A11A-LV-DB-0001,ADP-Z-L10-2A01A-LV-DB-0001,ADP-Z-L10-2A04A-LV-DB-0001,ADP-Z-L10-3A07A-LV-DB-0001 & ADP-Z-L10-3A09A-LV-DB-0001 | 11
ADP-Z-L11-0016-LV-SMDB-0001 | Z | SMDB | L11 | 1 | L11-ELEC ROOM-0016 | ADP-Z-B01-0011-LV-BB-0002 | ADP-Z-L11-1S02C-LV-DB-0001,ADP-Z-L11-1S03C-LV-DB-0001,ADP-Z-L11-1A05A-LV-DB-0001,ADP-Z-L11-1A06A-LV-DB-0001,ADP-Z-L11-1B08A-LV-DB-0001,ADP-Z-L11-1A10A-LV-DB-0001,ADP-Z-L11-1A11A-LV-DB-0001,ADP-Z-L11-2A01A-LV-DB-0001,ADP-Z-L11-2A04A-LV-DB-0001,ADP-Z-L11-3A07A-LV-DB-0001 & ADP-Z-L11-3A09A-LV-DB-0001 | 11
ADP-Z-L12-0016-LV-SMDB-0001 | Z | SMDB | L12 | 1 | L12-ELEC ROOM-0016 | ADP-Z-B01-0011-LV-BB-0002 | ADP-Z-L12-1S02C-LV-DB-0001,ADP-Z-L12-1S03C-LV-DB-0001,ADP-Z-L12-1A05A-LV-DB-0001,ADP-Z-L12-1A06A-LV-DB-0001,ADP-Z-L12-1B08A-LV-DB-0001,ADP-Z-L12-1A10A-LV-DB-0001,ADP-Z-L12-1A11A-LV-DB-0001,ADP-Z-L12-2A01A-LV-DB-0001,ADP-Z-L12-2A04A-LV-DB-0001,ADP-Z-L12-3A07A-LV-DB-0001 & ADP-Z-L12-3A09A-LV-DB-0001 | 11
ADP-Z-L14-0016-LV-SMDB-0001 | Z | SMDB | L14 | 1 | L14-ELEC ROOM-0016 | ADP-Z-B01-0011-LV-BB-0002 | ADP-Z-L14-1S02C-LV-DB-0001,ADP-Z-L14-1S03C-LV-DB-0001,ADP-Z-L14-1A05A-LV-DB-0001,ADP-Z-L14-1A06A-LV-DB-0001,ADP-Z-L14-1B08A-LV-DB-0001,ADP-Z-L14-1A10A-LV-DB-0001,ADP-Z-L14-1A11A-LV-DB-0001,ADP-Z-L14-2A01A-LV-DB-0001,ADP-Z-L14-2A04A-LV-DB-0001,ADP-Z-L14-3A07A-LV-DB-0001 & ADP-Z-L14-3A09A-LV-DB-0001 | 11
ADP-Z-L15-0015-LV-SMDB-0001 | Z | SMDB | L15 | 1 | L15-ELEC ROOM-0015 | ADP-Z-B01-0011-LV-BB-0002 | ADP-Z-L15-1A01C-LV-DB-0001,ADP-Z-L15-1A02A-LV-DB-0001,ADP-Z-L15-1B04A-LV-DB-0001,ADP-Z-L15-1A06A-LV-DB-0001,ADP-Z-L15-1A07A-LV-DB-0001,ADP-Z-L15-3A03A-LV-DB-0001 & ADP-Z-L15-3A05A-LV-DB-0001 | 7
ADP-Z-L15-0015-LV-ESMDB-0001 | Z | SMDB | L15 | 2 | L15-ELEC ROOM-0015 | ADP-Z-B01-0011-LV-EMDB-0001 | ZP1,ZP2,ZP3 & ADP-Z-L15-0015-LV-EDB-0002 | 4
ADP-Z-L16-0002-LV-SMDB-0001 | Z | SMDB | L16 | 1 | L16-ELEC ROOM-0001 | ADP-Z-B01-0011-LV-BB-0003 | ADP-Z-L16-000-HVAC-CH-000 & ADP-Z-L16-000-HVAC-CH-000 | 2
ADP-Z-L16-0001-LV-SMDB-0001 | Z | SMDB | L16 | 2 | L16-ELEC ROOM-0001 | ADP-Z-B01-0011-LV-MDB-0003 | ADP-Z-L16-000-HVAC-CHWPP-000,ADP-Z-L16-000-HVAC-CHWPP-000,ADP-Z-L16-000-HVAC-CHWPP-000,ADP-Z-L16-000-HVAC-CHWPP-000,ADP-Z-L16-000-HVAC-CHWPP-000,ADP-Z-L16-000-HVAC-CHWPP-000 & CHEMICAL DOSING PUMP | 7
ADP-Y-B02-0000-LV-ESMDB-0000 | Y | SMDB | B02 | 1 | B02-ELEC ROOM | ADP-Y-L03-0010-LV-EMDB-0001 | Y-UPS-1 (60kVA),Y-UPS-2 (40kVA),CCU-1,CCU-2CCU-3 | 4
ADP-Y-B02-0000-LV-ESMDB-0000 | Y | SMDB | B02 | 2 | B02-ELEC ROOM | Y-UPS-1(60kVA) | ADP-Y-L01-0002-LV-UPSDB-0001,ADP-Y-L06-0009-LV-UPSDB-0001 & ADP-Y-L11-0009-LV-UPSDB-0001 | 3
ADP-Y-L01-0002-LV-ESMDB-0001 | Y | SMDB | L01 | 1 | L01-ELEC ROOM-0007-2 | ADP-Y-L03-0010-LV-MDB-0007 | OFFICE LIFT Y1,Y2&Y3,ESC-3,ESC-4,TRENCH HEATER,Y-L01-EDB-CR1 | 7
ADP-Y-L03-0010-LV-ESMDB-0001 | Y | SMDB | L03 | 1 | L03-LV ROOM-0010 | ADP-Y-L03-0010-LV-EMDB-0001 | ISO WHC-Y-L03-01& 02, WHC-Y-L03-01&2 HWRP(1DUTY & 1STNDBY),WBP-Y-L03-01,02 & 03 BP(2 DUTY& 1 STNDBY),WTP-Y-L03-01,02&03 TP(2 DUTY&1 STNDBY),ADP-Y-B04-0001-LV-EDB-0001,ADP-Y-B01-0002-LV-EDB-0001,ADP-Y-B01-0016-LV-EDB-0001,ADP-Y-B01-0102-LV-EDB-0001,ADP-Y-L01-0002-LV-EDB-0001,ADP-Y-L03-0011-LV-EDB-0001 & ADP-Y-L09-0009-LV-EDB-0001 | 13
ADP-Y-L03-0010-LV-SMDB-0001 | Y | SMDB | L03 | 2 | L03-LV ROOM-0010 | ADP-Y-L03-0010-LV-MDB-0006 | ADP-Y-B04-0001-LV-DB-0001,ADP-Y-B01-0002-LV-DB-0001 & ADP-Y-L01-0002-LV-DB-0001 | 3
ADP-Y-L03-0001-LV-ESMDB-0001 | Y | SMDB | L03 | 3 | L03-ELEC ROOM-0001 | Y-UPS-2(40kVA) | ADP-Y-L16-0009-LV-UPSDB-0001,ADP-Y-L21-0009-LV-UPSDB-0001 & ADP-Y-L27-0006-LV-UPSDB-0001 | 3
ADP-Y-L04-0009-LV-SMDB-0001 | Y | SMDB | L04 | 1 | L04-ELEC ROOM-0009 | ADP-Y-L03-0010-LV-BB-0001 | ADP-Y-L04-0001-LV-DB-0001,ADP-Y-L04-0002-LV-DB-0001,ADP-Y-L04-0003-LV-DB-0001,ADP-Y-L04-0004-LV-DB-0001,ADP-Y-L04-0005-LV-DB-0001,ADP-Y-L04-0006-LV-DB-0001,ADP-Y-L04-0007-LV-DB-0001 & ADP-Y-L04-0008-LV-DB-0001 | 8
ADP-Y-L05-0009-LV-SMDB-0001 | Y | SMDB | L05 | 1 | L05-ELEC ROOM-0009 | ADP-Y-L03-0010-LV-BB-0001 | ADP-Y-L05-0001-LV-DB-0001,ADP-Y-L05-0002-LV-DB-0001,ADP-Y-L05-0003-LV-DB-0001,ADP-Y-L05-0004-LV-DB-0001,ADP-Y-L05-0005-LV-DB-0001,ADP-Y-L05-0006-LV-DB-0001,ADP-Y-L05-0007-LV-DB-0001 & ADP-Y-L05-0008-LV-DB-0001 | 8
ADP-Y-L06-0009-LV-SMDB-0001 | Y | SMDB | L06 | 1 | L06-ELEC ROOM-0009 | ADP-Y-L03-0010-LV-BB-0001 | ADP-Y-L06-0001-LV-DB-0001,ADP-Y-L06-0002-LV-DB-0001,ADP-Y-L06-0003-LV-DB-0001,ADP-Y-L06-0004-LV-DB-0001,ADP-Y-L06-0005-LV-DB-0001,ADP-Y-L06-0006-LV-DB-0001,ADP-Y-L06-0007-LV-DB-0001 & ADP-Y-L06-0008-LV-DB-0001 | 8
ADP-Y-L07-0009-LV-SMDB-0001 | Y | SMDB | L07 | 1 | L07-ELEC ROOM-0009 | ADP-Y-L03-0010-LV-BB-0001 | ADP-Y-L07-0001-LV-DB-0001,ADP-Y-L07-0002-LV-DB-0001,ADP-Y-L07-0003-LV-DB-0001,ADP-Y-L07-0004-LV-DB-0001,ADP-Y-L07-0005-LV-DB-0001,ADP-Y-L07-0006-LV-DB-0001,ADP-Y-L07-0007-LV-DB-0001 & ADP-Y-L07-0008-LV-DB-0001 | 8
ADP-Y-L08-0009-LV-SMDB-0001 | Y | SMDB | L08 | 1 | L08-ELEC ROOM-0009 | ADP-Y-L03-0010-LV-BB-0001 | ADP-Y-L08-0001-LV-DB-0001,ADP-Y-L08-0002-LV-DB-0001,ADP-Y-L08-0003-LV-DB-0001,ADP-Y-L08-0004-LV-DB-0001,ADP-Y-L08-0005-LV-DB-0001,ADP-Y-L08-0006-LV-DB-0001,ADP-Y-L08-0007-LV-DB-0001 & ADP-Y-L08-0008-LV-DB-0001 | 8
ADP-Y-L09-0009-LV-SMDB-0001 | Y | SMDB | L09 | 1 | L09-ELEC ROOM-0009 | ADP-Y-L03-0010-LV-BB-0001 | ADP-Y-L09-0001-LV-DB-0001,ADP-Y-L09-0002-LV-DB-0001,ADP-Y-L09-0003-LV-DB-0001,ADP-Y-L09-0004-LV-DB-0001,ADP-Y-L09-0005-LV-DB-0001,ADP-Y-L09-0006-LV-DB-0001,ADP-Y-L09-0007-LV-DB-0001 & ADP-Y-L09-0008-LV-DB-0001 | 8
ADP-Y-L10-0009-LV-SMDB-0001 | Y | SMDB | L10 | 1 | L10-ELEC ROOM-0009 | ADP-Y-L03-0010-LV-BB-0002 | ADP-Y-L10-0001-LV-DB-0001,ADP-Y-L10-0002-LV-DB-0001,ADP-Y-L10-0003-LV-DB-0001,ADP-Y-L10-0004-LV-DB-0001,ADP-Y-L10-0005-LV-DB-0001,ADP-Y-L10-0006-LV-DB-0001,ADP-Y-L10-0007-LV-DB-0001 & ADP-Y-L10-0008-LV-DB-0001 | 8
ADP-Y-L11-0009-LV-SMDB-0001 | Y | SMDB | L11 | 1 | L11-ELEC ROOM-0009 | ADP-Y-L03-0010-LV-BB-0002 | ADP-Y-L11-0001-LV-DB-0001,ADP-Y-L11-0002-LV-DB-0001,ADP-Y-L11-0003-LV-DB-0001,ADP-Y-L11-0004-LV-DB-0001,ADP-Y-L11-0005-LV-DB-0001,ADP-Y-L11-0006-LV-DB-0001,ADP-Y-L11-0007-LV-DB-0001 & ADP-Y-L11-0008-LV-DB-0001 | 8
ADP-Y-L12-0009-LV-SMDB-0001 | Y | SMDB | L12 | 1 | L12-ELEC ROOM-0009 | ADP-Y-L03-0010-LV-BB-0002 | ADP-Y-L12-0001-LV-DB-0001,ADP-Y-L12-0002-LV-DB-0001,ADP-Y-L12-0003-LV-DB-0001,ADP-Y-L12-0004-LV-DB-0001,ADP-Y-L12-0005-LV-DB-0001,ADP-Y-L12-0006-LV-DB-0001,ADP-Y-L12-0007-LV-DB-0001 & ADP-Y-L12-0008-LV-DB-0001 | 8
ADP-Y-L14-0009-LV-SMDB-0001 | Y | SMDB | L14 | 1 | L14-ELEC ROOM-0009 | ADP-Y-L03-0010-LV-BB-0002 | ADP-Y-L14-0001-LV-DB-0001,ADP-Y-L14-0002-LV-DB-0001,ADP-Y-L14-0003-LV-DB-0001,ADP-Y-L14-0004-LV-DB-0001,ADP-Y-L14-0005-LV-DB-0001,ADP-Y-L14-0006-LV-DB-0001,ADP-Y-L14-0007-LV-DB-0001 & ADP-Y-L14-0008-LV-DB-0001 | 8
ADP-Y-L15-0009-LV-SMDB-0001 | Y | SMDB | L15 | 1 | L15-ELEC ROOM-0009 | ADP-Y-L03-0010-LV-BB-0002 | ADP-Y-L15-0001-LV-DB-0001,ADP-Y-L15-0002-LV-DB-0001,ADP-Y-L15-0003-LV-DB-0001,ADP-Y-L15-0004-LV-DB-0001,ADP-Y-L15-0005-LV-DB-0001,ADP-Y-L15-0006-LV-DB-0001,ADP-Y-L15-0007-LV-DB-0001 & ADP-Y-L15-0008-LV-DB-0001 | 8
ADP-Y-L16-0009-LV-SMDB-0001 | Y | SMDB | L16 | 1 | L16-ELEC ROOM-0009 | ADP-Y-L03-0010-LV-BB-0002 | ADP-Y-L16-0001-LV-DB-0001,ADP-Y-L16-0002-LV-DB-0001,ADP-Y-L16-0003-LV-DB-0001,ADP-Y-L16-0004-LV-DB-0001,ADP-Y-L16-0005-LV-DB-0001,ADP-Y-L16-0006-LV-DB-0001,ADP-Y-L16-0007-LV-DB-0001 & ADP-Y-L16-0008-LV-DB-0001 | 8
ADP-Y-L17-0009-LV-SMDB-0001 | Y | SMDB | L17 | 1 | L17-ELEC ROOM-0009 | ADP-Y-L03-0010-LV-BB-0003 | ADP-Y-L17-0001-LV-DB-0001,ADP-Y-L17-0002-LV-DB-0001,ADP-Y-L17-0003-LV-DB-0001,ADP-Y-L17-0004-LV-DB-0001,ADP-Y-L17-0005-LV-DB-0001,ADP-Y-L17-0006-LV-DB-0001,ADP-Y-L17-0007-LV-DB-0001 & ADP-Y-L17-0008-LV-DB-0001 | 8
ADP-Y-L18-0008-LV-SMDB-0001 | Y | SMDB | L18 | 1 | L18-ELEC ROOM-0008 | ADP-Y-L03-0010-LV-BB-0003 | ADP-Y-L18-0001-LV-DB-0001,ADP-Y-L18-0003-LV-DB-0001,ADP-Y-L18-0004-LV-DB-0001,ADP-Y-L18-0005-LV-DB-0001,ADP-Y-L18-0006-LV-DB-0001 & ADP-Y-L18-0007-LV-DB-0001 | 6
ADP-Y-L18-0002-LV-ESMDB-0001 | Y | SMDB | L18 | 2 | L18-ELEC ROOM-0002 | ADP-Y-L03-0010-LV-MDB-0007 | HWP-Y-L18CONTROL PANEL,DHWP CONTROL PANEL,INLINE PRESS FAN CONTROL PANEL,UNIT HEATER+TRACE HEATER | 4
ADP-Y-L19-0009-LV-SMDB-0001 | Y | SMDB | L19 | 1 | L19-ELEC ROOM-0009 | ADP-Y-L03-0010-LV-BB-0003 | ADP-Y-L19-0001-LV-DB-0001,ADP-Y-L19-0002-LV-DB-0001,ADP-Y-L19-0003-LV-DB-0001,ADP-Y-L19-0004-LV-DB-0001,ADP-Y-L19-0005-LV-DB-0001,ADP-Y-L19-0006-LV-DB-0001,ADP-Y-L19-0007-LV-DB-0001 & ADP-Y-L19-0008-LV-DB-0001 | 8
ADP-Y-L19-0017-LV-ESMDB-0001 | Y | SMDB | L19 | 2 | L18-ELEC ROOM-0017 | ADP-Y-L03-0010-LV-MDB-0007 | ADP-Y-L17-0009-LV-EDB-0001,ADP-Y-L25-0008-LV-EDB-0001,PASSENGER LIFT Y4,Y5,Y6&Y7 | 6
ADP-Y-L20-0009-LV-SMDB-0001 | Y | SMDB | L20 | 1 | L20-ELEC ROOM-0009 | ADP-Y-L03-0010-LV-BB-0003 | ADP-Y-L20-0001-LV-DB-0001,ADP-Y-L20-0002-LV-DB-0001,ADP-Y-L20-0003-LV-DB-0001,ADP-Y-L20-0004-LV-DB-0001,ADP-Y-L20-0005-LV-DB-0001,ADP-Y-L20-0006-LV-DB-0001,ADP-Y-L20-0007-LV-DB-0001 & ADP-Y-L20-0008-LV-DB-0001 | 8
ADP-Y-L21-0009-LV-SMDB-0001 | Y | SMDB | L21 | 1 | L21-ELEC ROOM-0009 | ADP-Y-L03-0010-LV-BB-0003 | ADP-Y-L21-0001-LV-DB-0001,ADP-Y-L21-0002-LV-DB-0001,ADP-Y-L21-0003-LV-DB-0001,ADP-Y-L21-0004-LV-DB-0001,ADP-Y-L21-0005-LV-DB-0001,ADP-Y-L21-0006-LV-DB-0001,ADP-Y-L21-0007-LV-DB-0001 & ADP-Y-L21-0008-LV-DB-0001 | 8
ADP-Y-L22-0009-LV-SMDB-0001 | Y | SMDB | L22 | 1 | L22-ELEC ROOM-0009 | ADP-Y-L03-0010-LV-BB-0003 | ADP-Y-L22-0001-LV-DB-0001,ADP-Y-L22-0002-LV-DB-0001,ADP-Y-L22-0003-LV-DB-0001,ADP-Y-L22-0004-LV-DB-0001,ADP-Y-L22-0005-LV-DB-0001,ADP-Y-L22-0006-LV-DB-0001,ADP-Y-L22-0007-LV-DB-0001 & ADP-Y-L22-0008-LV-DB-0001 | 8
ADP-Y-L23-0009-LV-SMDB-0001 | Y | SMDB | L23 | 1 | L23-ELEC ROOM-0009 | ADP-Y-L03-0010-LV-BB-0004 | ADP-Y-L23-0001-LV-DB-0001,ADP-Y-L23-0002-LV-DB-0001,ADP-Y-L23-0003-LV-DB-0001,ADP-Y-L23-0004-LV-DB-0001,ADP-Y-L23-0005-LV-DB-0001,ADP-Y-L23-0006-LV-DB-0001,ADP-Y-L23-0007-LV-DB-0001 & ADP-Y-L23-0008-LV-DB-0001 | 8
ADP-Y-L24-0009-LV-SMDB-0001 | Y | SMDB | L24 | 1 | L24-ELEC ROOM-0009 | ADP-Y-L03-0010-LV-BB-0004 | ADP-Y-L24-0001-LV-DB-0001,ADP-Y-L24-0002-LV-DB-0001,ADP-Y-L24-0003-LV-DB-0001,ADP-Y-L24-0004-LV-DB-0001,ADP-Y-L24-0005-LV-DB-0001,ADP-Y-L24-0006-LV-DB-0001,ADP-Y-L24-0007-LV-DB-0001 & ADP-Y-L24-0008-LV-DB-0001 | 8
ADP-Y-L25-0009-LV-SMDB-0001 | Y | SMDB | L25 | 1 | L25-ELEC ROOM-0009 | ADP-Y-L03-0010-LV-BB-0004 | ADP-Y-L25-0001-LV-DB-0001,ADP-Y-L25-0002-LV-DB-0001,ADP-Y-L25-0003-LV-DB-0001,ADP-Y-L25-0004-LV-DB-0001,ADP-Y-L25-0005-LV-DB-0001,ADP-Y-L25-0006-LV-DB-0001,ADP-Y-L25-0007-LV-DB-0001 & ADP-Y-L25-0008-LV-DB-0001 | 8
ADP-Y-L26-0009-LV-SMDB-0001 | Y | SMDB | L26 | 1 | L26-ELEC ROOM-0009 | ADP-Y-L03-0010-LV-BB-0004 | ADP-Y-L26-0001-LV-DB-0001,ADP-Y-L26-0002-LV-DB-0001,ADP-Y-L26-0003-LV-DB-0001,ADP-Y-L26-0004-LV-DB-0001,ADP-Y-L26-0005-LV-DB-0001,ADP-Y-L26-0006-LV-DB-0001,ADP-Y-L26-0007-LV-DB-0001 & ADP-Y-L26-0008-LV-DB-0001 | 8
ADP-Y-L27-0006-LV-SMDB-0001 | Y | SMDB | L27 | 1 | L27-ELEC ROOM-0006 | ADP-Y-L03-0010-LV-BB-0004 | ADP-Y-L27-0002-LV-DB-0001,ADP-Y-L27-0003-LV-DB-0001,ADP-Y-L27-0004-LV-DB-0001 & ADP-Y-L27-0005-LV-DB-0001 | 4
ADP-Y-L28-0005-LV-SMDB-0001 | Y | SMDB | L28 | 1 | L28-ELEC ROOM-0005 | ADP-Y-L03-0010-LV-BB-0004 | ADP-Y-L28-0001-LV-DB-0001,ADP-Y-L28-0002-LV-DB-0001,ADP-Y-L28-0003-LV-DB-0001 & ADP-Y-L28-0004-LV-DB-0001 | 4
ADP-Y-L29-0001-LV-SMDB-0001 | Y | SMDB | L29 | 1 | L29-ELEC ROOM-0001 | ADP-Y-L03-0010-LV-BB-0007 | CHWPP-Y-L29-01,02,03,04(DUTY),CHWPP-Y-L29-05(STNDBY),CHWSP-Y-L29-01,02,03,(DUTY),CHWSP-Y-L29-04(STNDBY) | 9
ADP-Y-L29-0005-LV-SMDB-0001 | Y | SMDB | L29 | 2 | L29-ELEC ROOM-0005 | ADP-Y-L03-0010-LV-BB-0005 | CH-Y-L29-01(CHILLER 1),CH-Y-L29-02(CHILLER 2) | 2
ADP-Y-L29-0005-LV-SMDB-0002 | Y | SMDB | L29 | 3 | L29-ELEC ROOM-0005 | ADP-Y-L03-0010-LV-BB-0006 | CH-Y-L29-03(CHILLER 3),CH-Y-L29-04(CHILLER 4) | 2
ADP-Y-L29-0000-LV-ESMDB-0001 | Y | SMDB | L29 | 4 | L29-ELEC ROOM | ADP-Y-L03-0010-LV-BB-0008 | WHC-Y-L29-01,WHC-Y-L29-02,HWP CONTROLPANEL, BP CONTROL PANEL,WATER HEATER +SPACE HEATER | 5
ADP-Y-L31-0001-LV-ESMDB-0001 | Y | SMDB | L31 | 1 | L30-ELEC ROOM-0001 | Y-L30-ATS-Y5 | S1 SERVICE LIFT,S2 SERVICE LIFT, DB-HEATER | 3
ADP-Y-L31-0004-LV-ESMDB-0001 | Y | SMDB | L31 | 2 | L30-ELEC ROOM-0004 | ADP-Y-L03-0010-LV-EMDB-0002 | PASSENGER LIFT-Y8,Y9,Y10 & Y11, DB-LIFT M/C ROOM | 5
ADP-B-B01-0048-LV-UPS-0001 (20kVA) | B | UPS | B01 | 1 | B01-UPS ROOM-0048 | ADP-B-B01-0017-LV-EMDB-0002 | ADP-B-B01-0048-LV-UPSDB-0001 | 1
ADP-B-B01-0048-LV-UPS-0002 (20kVA) | B | UPS | B01 | 2 | B01-UPS ROOM-0048 | ADP-B-B01-0017-LV-EMDB-0001 | ADP-B-B01-0048-LV-UPSDB-0002 | 1
ADP-B-B01-0008-LV-UPS-0001 (100kVA) | B | UPS | B01 | 3 | B01-UPS ROOM-0008 | ADP-B-B01-0017-LV-EMDB-0002 | ADP-B-B01-0008-LV-ESMDB-0001 | 1
ADP-B-B01-0019-LV-UPS-0001 (15kVA) | B | UPS | B01 | 4 | B01-Block B,MV ROOM 0019 | TBC | Auxiliary/ Back Up Supply for ADP-B-B01-0019-MV-SG-0001 | 1
ADP-P-B01-0035-LV-UPS-0001(60kVA) | P | UPS | B01 | 1 | B01-UPS ROOM-0035 | ADP-P-B01-0039-ESMDB-0002 | ADP-P-B01-0035-ESMDB-0001 | 1
ADP-P-B01-0038-LV-UPS-0001(15kVA) | P | UPS | B01 | 2 | Basement, Tile 10,MV ROOM-0038 | ADP-P-B01-0035-LV-ESMDB-0001 | Auxiliary/ Back Up Supply for ADP-P-B01-0038-MV-SG-0001 | 1
ADP-P-B01-0004-LV-UPS-0001(15kVA) | P | UPS | B01 | 3 | Basement, Tile 11,MV ROOM-0004 | TBC | Auxiliary/ Back Up Supply for ADP-P-B01-0004-MV-SG-0001 | 1
UPS1/R (60kVA) | R | UPS | B01 | 1 | B01-UPS ROOM | ESMDB-LS1/R | ESMDB-UPS1/R | 1
R-B01-MV-UPS ( kVA) | R | UPS | B01 | 2 | B01-Block R,MV ROOM | TBC | Auxiliary/ Back Up Supply for R-B01-MVS-1 | 1
UPS2/R (60kVA) | R | UPS | L24 | 1 | L24-UPS ROOM | Busbar Trunking (BBT-R22) | ESMDB-UPS2/R | 1
R-L24-MV-UPS ( kVA) | R | UPS | L24 | 2 | L24-Block R,MV ROOM | TBC | Auxiliary/ Back Up Supply for R-L24-MVS-2 | 1
UPS3/R (40kVA) | R | UPS | L50 | 1 | L50-UPS ROOM | Busbar Trunking (BBT-R22) | ESMDB-UPS3/R | 1
R-L50-MV-UPS ( kVA) | R | UPS | L50 | 2 | L50-Block R,MV ROOM | TBC | Auxiliary/ Back Up Supply for R-L50-MVS-3 | 1
UPS4/R (40kVA) | R | UPS | L73 | 1 | L73-UPS ROOM | Busbar Trunking (BBT-R22) | ESMDB-UPS4/R | 1
R-L73-MV-UPS ( kVA) | R | UPS | L73 | 2 | L73-Block R,MV ROOM | TBC | Auxiliary/ Back Up Supply for R-L73-MVS-4 | 1
ADP-O-B01-0014-LV-UPS-0001 (15kVA) | O | UPS | B01 | 1 | B01-Block O,MV ROOM-0014 | TBC | Auxiliary/ Back Up Supply for ADP-O-B01-0014-MV-SG-0001 | 1
ADP-O-B02-0001-LV-UPS-0001(60kVA) | O | UPS | B02 | 1 | B02-UPS ROOM-0001 | ADP-O-B01-0002-LV-ESMDB-0001 | ADP-O-B02-0002-LV-ESMDB-0001 | 1
ADP-O-L17-0005-LV-UPS-0001(60kVA) | O | UPS | L17 | 1 | L17-UPS ROOM-0005 | ADP-O-B01-0013-LV-BB-0006 | ADP-O-L17-0005-LV-ESMDB-0001 | 1
ADP-O-L17-0003-LV-UPS-0001 (15kVA) | O | UPS | L17 | 2 | L17-Block O,MV ROOM-0003 | TBC | Auxiliary/ Back Up Supply for ADP-O-L17-0003-MV-SG-0001 | 1
ADP-H-B01-0005-LV-UPS-0001 (120 kVA) | H | UPS | B01 | 1 | B01-UPS ROOM | ADP-H-B01-0073-LV-ESMDB-0002 | ADP-H-B01-0002-LV-ESMDB-0001 | 1
ADP-H-B01-0075-LV-UPS-0001 (15 kVA) | H | UPS | B01 | 2 | B01-Block H,MV Room-0075 | ADP-H-B01-0073-LV-ESMDB-0002 | Auxiliary/ Back Up Supply for ADP-H-B01-0075-MV-SG-0001 | 1
ADP-H-B01-0078-LV-UPS-0001 (60 kVA) | H | UPS | B01 | 3 | B01-UPS ROOM | ADP-H-B01-0073-LV-ESMDB-0001 | ADP-H-B01-0078-LV-ESMDB-0001 | 1
ADP-H-L03-0000-LV-UPS-0001 (1Φ 6 kVA) | H | UPS | L03 | 1 | L03-UPS ROOM | ADP-H-L03-0011-LV-ESMDB-0001 | ADP-H-L03-0039-LV-UPSDB-0001 | 1
ADP-Z-B01-0001-LV-UPS-0001 (60 kVA) | Z | UPS | B01 | 1 | B01-ELEC ROOM-0001 | ADP-Z-B01-0011-LV-EMDB-0001 | ADP-Z-B01-0005-LV-ESMDB-0001 | 1
ADP-Z-B01-0013-LV-UPS-0001 (15kVA) | Z | UPS | B01 | 2 | B01-Block Z,MV ROOM-0013 | TBC | Auxiliary/ Back Up Supply for ADP-Z-B01-0013-MV-SG-0001 | 1
ADP-Y-B01--0101-LV-UPS-0001 (15 kVA) | Y | UPS | B01 | 1 | B01-Block Y,MV ROOM-0101 | TBC | Auxiliary/ Back Up Supply for ADP-Y-B01-0101-MV-SG-0001 | 1
ADP-Y-B01--0101-LV-UPS-0002 (15 kVA) | Y | UPS | B01 | 2 | B01-Block Y,MV ROOM-0101 | TBC | Auxiliary/ Back Up Supply for ADP-Y-B01-0101-MV-SG-0002 | 1
Y-UPS-1 (60 kVA) | Y | UPS | B02 | 1 | B02-UPS ROOM | Y-LB02-ESMDB-DC1 | ADP-Y-B02-0000-LV-ESMDB-0000 | 1
Y-UPS-2 (40 kVA) | Y | UPS | L03 | 1 | L03-UPS ROOM | Y-LB02-ESMDB-DC1 | ADP-Y-L03-0001-LV-ESMDB-0001 | 1